## Input data
EEPROM
00AE | 499A | 0000 | 2061 | 0005 | 0320 | 03E0 | 1710 | A224 | 0185 | 0499 | 0000 | 1901 | 0000 | 0000 | B533 | 4210 | FFC2 | 0202 | 0202 | F202 | F1F2 | D1E1 | AFC0 | FF00 | F002 | F103 | E103 | E1F5 | D1E4 | C1D5 | 91C2 | 8895 | 30D9 | EDCB | 110F | 3322 | 2233 | 0011 | CCEE | FFED | 1100 | 2222 | 3333 | 2233 | 0022 | DEF0 | 9ACC | 15CC | 2FA4 | 2555 | 9C78 | 7666 | 01C8 | 3B38 | 3534 | 2452 | 0463 | 13BB | 0623 | EC00 | 9797 | 9797 | 2AFB | 00AE | FBE0 | 1B70 | F3BE | 000E | F86E | 1B7E | F3CE | FFCE | F41E | 102E | EC0E | FFDE | EC3E | 139E | EF9E | FB9E | F77E | 13E0 | E7EE | F7AE | F750 | 0C30 | EBEE | F730 | F010 | 0B50 | E430 | F420 | F370 | 07C0 | E450 | 0470 | FBCE | FF5C | 0F90 | 07D0 | FC3E | FF6C | 0F90 | 03A0 | FC0E | F40C | 0BF0 | 03A0 | F41E | F78C | 0B70 | FF72 | FF6E | F7DE | 07C0 | FFA2 | 0330 | F42E | 0BC0 | FF22 | FC00 | F75E | 0410 | 0022 | 0350 | F3A0 | 0832 | 04DE | FBF0 | 1BCE | F00E | FC5E | FC80 | 1BF0 | F02E | 0002 | F81E | 142E | EC9E | 07DE | F09E | 17CE | F3AE | FFC0 | FBB0 | 1080 | EBFE | FFE0 | FF90 | 1460 | E4AE | FBC0 | F840 | 0FE0 | E860 | F8C0 | F400 | 0842 | E4B0 | 0890 | 03BE | FF9C | 0FD0 | 0020 | 0450 | FFCC | 0FE0 | 07D0 | 03FE | FBEE | 0C60 | 0B80 | F86E | FB8E | 1370 | 0782 | 038E | F85E | 0FC2 | 07C2 | 037E | F84E | 0880 | 0392 | 0420 | F7CE | 0C42 | FCB2 | FFE0 | F020 | 0490 | 107E | 03D0 | 1F90 | FBCE | 089E | 0080 | 1820 | F40E | 0800 | FC30 | 141E | F06E | 0400 | FFA0 | 17CE | F7B0 | 07D0 | FFB0 | 1830 | F3FE | 0002 | FFE0 | 14D0 | ECB0 | FBE2 | FCB0 | 13B0 | ECA0 | F8DE | F432 | 0832 | E8D0 | 1420 | FF8E | FF6E | 1380 | 0840 | 005E | FBEC | 0FB0 | 0BB2 | FFFE | FBDE | 0820 | 0BC0 | 0360 | FB8C | 0F70 | 0794 | 036E | FBFE | 0FA0 | 0BC4 | 0390 | F89E | 0C72 | FFB2 | FC70 | FB7E | 0470 | FCB0 | FFF0 | F3F0 | 04A0 | 049E | 03B0 | 1F90 | F7D0 | 042E | 0070 | 1F70 | FBBE | 0F00 | 03B0 | 142E | F01E | 07B0 | FFB0 | 1B60 | F37E | FBD0 | FF90 | 1410 | F3C0 | FC00 | 0370 | 1482 | F030 | F800 | FC50 | 13C2 | F050 | 0070 | F812 | 0C02 | EC80 | 00D0 | FBFE | FBCC | 0810 | FC60 | FCB0 | FBCE | 0FE0 | 0B40 | FFFE | F05C | 0840 | 07D0 | FFD0 | F79E | 0FB0 | F802 | FFD0 | F44E | 0BF0 | FC32 | 07A0 | F4BE | 0C60 | F822 | 0080 | F01E | 0892 | 00B4 | F850 | F040 | 04B2 | 085E | 0782 | 1F70 | FBEE | 001E | 0420 | 1F80 | FBB0 | 03B0 | 0390 | 17F0 | F04E | 0770 | FFE0 | 1B40 | F76E | FFC0 | FFB0 | 17E0 | EC1E | 03A0 | 03A0 | 10C0 | EC60 | FBC2 | FC80 | 0C00 | EC60 | 0050 | F800 | 0802 | EC90 | 0080 | F7B0 | F7AE | 0410 | FC32 | FC50 | F7BE | 07F0 | FFD2 | FBC0 | F02E | 0460 | 0382 | F410 | F36E | 0BA0 | FBF2 | FBC0 | F01C | 0440 | FFE2 | FBE0 | F0EE | 08A2 | F804 | FCB0 | EC3E | 04A2 | 0082 | F830 | E830 | 04B2 | 13F0 | 0380 | 1F40 | FBB0 | 0F90 | 0420 | 17A0 | F7AE | 0F40 | FFE2 | 13AE | F03E | 0F12 | FF60 | 0F50 | F340 | 0362 | FF30 | 1760 | EFD0 | 0762 | 0360 | 1072 | EC50 | F7B2 | F852 | 07B0 | E480 | F820 | F7C2 | 03C2 | E490 | 1422 | 03AE | 036E | 13C2 | 13B2 | 0440 | FFCE | 13D2 | 1362 | 0002 | FBDE | 0C40 | 1732 | 0390 | FF8E | 1760 | 0B82 | 0750 | 039E | 1000 | 0F82 | 0B80 | FCAE | 1080 | 0BD4 | 0470 | FBCE | 0C92 | 0832 | 07E0 | F7FE | 0CA2 | 0010 | 0380 | 13D0 | F7A0 | FFBE | 0052 | 1380 | F770 | FF70 | FFA0 | 0FC0 | F3BE | 0340 | FF60 | 0FC0 | F370 | FB30 | FB80 | 0C10 | E40E | FBA0 | FBB0 | 0C42 | E860 | FB92 | F4A2 | 0B82 | E850 | F832 | FBA2 | 0002 | E470 | 0022 | F7A0 | EFFE | 0BC0 | 03D2 | F860 | F79E | 0F92 | 0390 | FFB0 | F3FE | 0FC0 | 0762 | FF70 | EFFE | 1380 | 0362 | FFB0 | F42E | 0810 | 07A2 | 07C0 | F87E | 0C82 | 0B94 | 0490 | FB90 | 1062 | 0842 | 07B0 | EC10 | 0C82 | 0850 | 13E2 | 2360 | 0420 | 0460 | 10B0 | 1FB0 | 03E0 | 0B80 | 0BF0 | 1430 | FC00 | 0F90 | 0BC2 | 1BA0 | FFC0 | 07C2 | 0B82 | 1BF0 | F44E | 0BB2 | 0FD2 | 14C2 | F8A0 | 0792 | 0852 | 13E2 | F850 | 00A0 | 0032 | 0C22 | F0D0 | F452 | EFE0 | EF7E | FC32 | F072 | F4C0 | EBCE | 03F0 | FBA2 | F400 | E45E | 0410 | FFA2 | F7D0 | EBBE | 0BD0 | FBC2 | FB80 | F00E | 0050 | 03D2 | 03D0 | F0E0 | 0CA0 | 0384 | 0440 | F3EE | 0C52 | 00A2 | 0030 | EC20 | 04C0 | 1022 | 0FD2 | 1F80 | 03F0 | 0830 | 0C82 | 17E0 | FFB0 | 0410 | 0432 | 0870 | F48E | 0BD0 | 07B2 | 0F90 | FBB0 | FFF0 | 07A2 | 1410 | F410 | 0022 | 0BC2 | 0CE0 | F850 | FFB2 | 0490 | 0BC0 | ECC0 | FC70 | 0012 | 0400 | F0B2 | 0402 | F7D0 | F37E | 0BF2 | 0022 | FC90 | EFFE | 0FC2 | FC12 | F84E | E87E | 0480 | 07E2 | FFB0 | F7AE | 0FC0 | 0002 | 07A0 | F81E | 1002 | 0422 | 0FD0 | F8CE | 1842 | 07A4 | 0880 | FBB0 | 0CB0 | 0C62 | 0BF0 | FBF0 | 10A0 | F030 | 07D2 | 0BE0 | F800 | ECA0 | 0482 | 0830 | FBE0 | F040 | FC80 | 0810 | F030 | F410 | F830 | 0BA0 | F7A0 | F3D2 | FFF2 | 0840 | EFF0 | F400 | 03B2 | 0872 | F030 | EFB2 | 0042 | 03B2 | EC40 | FFE0 | FFE2 | 0012 | F420 | F422 | F7B0 | E7CE | 0BD2 | F080 | 0070 | EC2E | 0FE2 | F850 | 0070 | F00E | 0C42 | 0020 | 0030 | F7AE | 17B2 | 03D2 | 0400 | F84E | 17F0 | 0BE2 | 13A0 | FC4E | 1820 | 0792 | 1020 | FB9E | 1C10 | 1BC2 | 13C0 | FBE0 | 2002 | F040 | 13A2 | 0F80 | FC30 | F46E | 0CC2 | 17B2 | 0010 | FC10 | 0872 | 1000 | F8B0 | 07BE | 0BE2 | 13B0 | FFE0 | F410 | 0450 | 0C70 | F420 | 03C0 | 0F82 | 1060 | FFE0 | FB70 | 13D2 | 0F90 | F820 | FC40 | 0FA2 | 0BE2 | FC60 | F012 | FB80 | EB5E | 0802 | F420 | 0090 | F78E | 13E2 | FC02 | 0060 | F40E | 1090 | 0F90 | 0BD0 | FBAE | 1FD2 | 0002 | 0820 | F85E | 1800 | 0F82 | 1B60 | FC3E | 23C2 | 0B42 | 1BA0 | FF7E | 27E0 | 1012 | 1B70 | FFC0 | 2040 | FC70 | 1BA2 | 0FA0 | 0BA0 | 0002 | 1432 | 0FE0 | 0010 | F83E | 13E0 | 085E | 07E0 | 005E | 0842 | 0FEE | 03D0 | FC20 | 0FE2 | 1400 | 0780 | 0B90 | 1772 | 1410 | 07B0 | FB10 | 17F2 | 0B20 | 03F0 | FC1E | 17B2 | 07CE | 0830 | E050 | EF80 | D38E | 0382 | EBE0 | F810 | DFBE | 07D0 | EC10 | FFC0 | E01E | 0BB0 | F820 | F810 | EBBE | 0BA0 | FBF0 | 07A0 | F3EE | 1B50 | 0752 | 0F30 | F7EE | 1B80 | 02F2 | 0FD0 | F70E | 13C0 | 0BE0 | 1390 | F79E | 1C00
Frame 0
FFB3 | FFAC | FFB4 | FFAA | FFB3 | FFAC | FFB6 | FFA9 | FFB2 | FFA8 | FFB4 | FFA6 | FFB1 | FFA5 | FFB4 | FFA2 | FFB4 | FFA5 | FFB4 | FFA4 | FFB6 | FFA7 | FFB5 | FFA4 | FFBA | FFA6 | FFB8 | FFA5 | FFB6 | FFAA | FFBD | FFA4 | FFA9 | FFA8 | FFA6 | FFA8 | FFA9 | FFA6 | FFA6 | FFA5 | FFAA | FFA2 | FFA5 | FFA2 | FFA9 | FF9F | FFA5 | FFA1 | FFAD | FFA0 | FFA6 | FFA2 | FFAB | FFA3 | FFA8 | FFA4 | FFB2 | FFA2 | FFAB | FFA3 | FFB0 | FFA4 | FFAF | FFA3 | FFB2 | FFAC | FFB4 | FFAB | FFB1 | FFAC | FFB1 | FFA8 | FFB1 | FFA9 | FFB3 | FFA5 | FFB2 | FFA5 | FFB1 | FFA3 | FFB5 | FFA5 | FFB1 | FFA3 | FFB6 | FFA7 | FFB5 | FFA2 | FFB8 | FFA7 | FFB7 | FFA3 | FFB6 | FFA8 | FFB9 | FFA2 | FFA7 | FFA7 | FFA4 | FFA7 | FFA9 | FFA5 | FFA4 | FFA6 | FFA8 | FFA3 | FFA4 | FFA2 | FFAC | FF9F | FFA2 | FFA3 | FFAD | FFA0 | FFA4 | FFA2 | FFAC | FFA2 | FFA8 | FFA1 | FFB1 | FFA3 | FFA8 | FFA3 | FFAD | FFA1 | FFAC | FFA1 | FFB3 | FFAD | FFB5 | FFA9 | FFB2 | FFAB | FFB2 | FFA8 | FFB4 | FFA9 | FFB1 | FFA4 | FFB1 | FFA6 | FFB3 | FFA2 | FFB5 | FFA7 | FFB2 | FFA3 | FFB2 | FFA5 | FFB4 | FFA2 | FFB6 | FFA5 | FFB8 | FFA5 | FFB4 | FFA7 | FFB9 | FFA0 | FFAA | FFA5 | FFA4 | FFA6 | FFAA | FFA4 | FFA2 | FFA4 | FFA9 | FFA1 | FFA2 | FFA3 | FFAA | FFA1 | FFA3 | FFA0 | FFAD | FF9F | FFA4 | FFA3 | FFAB | FFA0 | FFA3 | FFA1 | FFAD | FF9E | FFA9 | FFA1 | FFAB | FFA0 | FFAA | FF9D | FFB0 | FFAD | FFB2 | FFAA | FFB2 | FFAB | FFB3 | FFA9 | FFB8 | FFAA | FFB6 | FFA4 | FFB2 | FFA6 | FFB1 | FFA4 | FFB2 | FFA4 | FFB2 | FFA4 | FFB2 | FFA7 | FFB5 | FFA4 | FFB2 | FFA5 | FFB4 | FFA2 | FFB4 | FFA6 | FFB9 | FFA2 | FFA5 | FFA4 | FFA1 | FFA4 | FFA6 | FFA0 | FFA1 | FFA3 | FFA8 | FFA7 | FFA1 | FFAA | FFA6 | FFA1 | FFA1 | FFA1 | FFA8 | FF9D | FFA2 | FF9F | FFA8 | FF9F | FFA2 | FF9F | FFAB | FF9E | FFA4 | FFA0 | FFAB | FF9F | FFA8 | FF9B | FFAF | FFAE | FFB3 | FFA9 | FFAF | FFAB | FFB4 | FFA8 | FFBB | FFAA | FFC6 | FFA6 | FFC0 | FFA8 | FFB6 | FFA2 | FFB0 | FFA5 | FFB1 | FFA2 | FFB3 | FFA6 | FFB2 | FFA2 | FFB4 | FFA2 | FFB4 | FFA2 | FFB4 | FFA6 | FFB7 | FFA1 | FFA3 | FFA2 | FF9F | FFA1 | FFA5 | FFA2 | FFA2 | FFA4 | FFAA | FFB2 | FFA4 | FFB4 | FFA8 | FFAD | FFA1 | FFA6 | FFA8 | FF9D | FFA2 | FF9D | FFAB | FF9D | FFA3 | FF9F | FFAD | FF9C | FFA3 | FF9F | FFAB | FF9D | FFA6 | FF9C | FFB3 | FFAD | FFB3 | FFA9 | FFB4 | FFAC | FFB5 | FFA9 | FFC8 | FFAE | FFC8 | FFAB | FFC9 | FFAE | FFC2 | FFA6 | FFBD | FFA9 | FFB5 | FFA8 | FFB2 | FFAC | FFB0 | FFA4 | FFB3 | FFA4 | FFB2 | FFA1 | FFB2 | FFA4 | FFB4 | FF9C | FFA4 | FFA1 | FF9F | FFA2 | FFA7 | FFA1 | FFA2 | FFAA | FFAD | FFB7 | FFA7 | FFB8 | FFAD | FFB5 | FFA3 | FFB1 | FFAF | FFA8 | FFAA | FFA0 | FFB2 | FF9B | FFA5 | FF9D | FFAC | FF9A | FFA4 | FF9D | FFAB | FF9C | FFA5 | FF9A | FFAE | FFAD | FFAD | FFA8 | FFB1 | FFAD | FFBB | FFAE | FFCB | FFB2 | FFCE | FFAE | FFCB | FFB0 | FFC5 | FFAB | FFC6 | FFB2 | FFBD | FFB0 | FFB2 | FFB1 | FFB0 | FFA8 | FFB3 | FFAA | FFB1 | FFA4 | FFB1 | FFA5 | FFB4 | FF9D | FF9F | FF9E | FF98 | FF9F | FFA3 | FFA0 | FFA2 | FFB3 | FFAC | FFBB | FFA7 | FFBF | FFAE | FFB7 | FFA5 | FFB3 | FFB4 | FFB0 | FFAE | FFA6 | FFB6 | FF9B | FFAB | FF99 | FFB4 | FF9A | FFA7 | FF9D | FFAC | FF9D | FFA5 | FF9A | FFAC | FFAD | FFB0 | FFA8 | FFB1 | FFAD | FFC3 | FFAF | FFCA | FFB3 | FFCD | FFAD | FFCA | FFB0 | FFC8 | FFAD | FFC6 | FFB8 | FFB9 | FFB1 | FFB2 | FFB5 | FFAF | FFAD | FFB3 | FFAF | FFB0 | FFA9 | FFB0 | FFA6 | FFB4 | FF9D | FF9E | FF9C | FF9C | FF9F | FFA1 | FFA4 | FFA0 | FFB3 | FFAB | FFB5 | FFA4 | FFB9 | FFAC | FFB3 | FFA7 | FFB2 | FFB5 | FFAF | FFB1 | FF9D | FFB7 | FF9B | FFAD | FF9A | FFB6 | FF9A | FFA8 | FF9C | FFAA | FF9B | FFA5 | FF9A | FFAE | FFAC | FFB0 | FFAB | FFB6 | FFAE | FFC0 | FFAD | FFC3 | FFB0 | FFC2 | FFAB | FFC4 | FFB0 | FFC2 | FFB0 | FFC4 | FFB8 | FFB2 | FFB3 | FFAE | FFB4 | FFAE | FFAF | FFB0 | FFAF | FFAF | FFA5 | FFB2 | FFA4 | FFB3 | FF9D | FF9E | FF9A | FF9A | FF9F | FFA1 | FFA4 | FF9D | FFAF | FFA7 | FFAC | FF9F | FFAD | FFAA | FFB0 | FFA7 | FFAF | FFB5 | FFA6 | FFAF | FF9A | FFB5 | FF98 | FFAA | FF9B | FFB3 | FF99 | FFA5 | FF9A | FFAA | FF9F | FFA5 | FF9A | FFA7 | FFAC | FFAA | FFA8 | FFAA | FFAD | FFB0 | FFAB | FFB9 | FFAD | FFBF | FFAB | FFBD | FFAF | FFC0 | FFB0 | FFBA | FFB4 | FFAE | FFAF | FFAC | FFB0 | FFAC | FFAC | FFB0 | FFAE | FFB0 | FFA6 | FFBB | FFA5 | FFBC | FFA0 | FF96 | FF96 | FF92 | FF99 | FF99 | FF98 | FF97 | FF9E | FFA0 | FFA0 | FF9E | FFA7 | FFA5 | FFA8 | FFA3 | FFA9 | FFAE | FF9A | FFA5 | FF97 | FFAE | FF95 | FFA6 | FF99 | FFAF | FF98 | FFA2 | FFA0 | FFAB | FFA9 | FFA3 | FFA6 | FFA4 | FFAE | FFA7 | FFA5 | FFA7 | FFA7 | FFA9 | FFA6 | FFAC | FFA6 | FFB0 | FFA3 | FFB7 | FFAD | FFB7 | FFA9 | FFAF | FFAB | FFA8 | FFA8 | FFAC | FFAD | FFAB | FFAA | FFAF | FFAE | FFB6 | FFA7 | FFBC | FFAB | FFC4 | FFA4 | FF93 | FF95 | FF90 | FF94 | FF94 | FF93 | FF92 | FF96 | FF99 | FF93 | FF96 | FF97 | FFA0 | FF9E | FF9B | FF9E | FFA4 | FF93 | FF9D | FF94 | FFA9 | FF96 | FF9F | FF96 | FFAB | FF97 | FFA1 | FFA5 | FFA9 | FFAA | FFA4 | FFA6 | FFA4 | FFAC | FFA4 | FFA6 | FFA6 | FFA7 | FFA6 | FFA1 | FFA5 | FFA6 | FFA4 | FFA3 | FFA7 | FFA4 | FFA7 | FF9F | FFAB | FFA3 | FFA9 | FFA3 | FFAA | FFA7 | FFAB | FFA6 | FFAE | FFAA | FFB7 | FFA6 | FFBB | FFAA | FFBB | FFA3 | FF87 | FF8A | FF84 | FF8C | FF8A | FF8B | FF86 | FF8B | FF8B | FF89 | FF85 | FF8B | FF8F | FF89 | FF8A | FF8B | FF91 | FF8A | FF8C | FF8D | FF9A | FF8B | FF95 | FF8E | FF9E | FF93 | FF98 | FF9D | FF9E | FF9D | FF9A | FF99 | 4DFA | 1A56 | 7FFF | 1A56 | 7FFF | 1A55 | 7FFF | 1A55 | FFB9 | CE07 | 1584 | D653 | FFF9 | 0009 | 0000 | FFFD | 1976 | 03FD | 0297 | 7FFF | 1976 | 03FD | 0297 | 7FFF | 0001 | 0001 | 0001 | 0001 | 0001 | 0001 | 0001 | 0001 | 0695 | 7FFF | 1A56 | 7FFF | 1A56 | 7FFF | 1A55 | 7FFF | FFBD | F57A | CEF2 | D8E0 | 0009 | FFFD | FFFC | 0000 | 00ED | 0046 | 2AD6 | 0035 | 00EE | 0046 | 2AD6 | 0035 | 0001 | 0001 | 0001 | 0001 | 0001 | 0001 | 0001 | 0001 | 1901 | 0000
Frame 1
FFB3 | FFAD | FFB4 | FFAA | FFB3 | FFAD | FFB6 | FFA8 | FFB2 | FFA9 | FFB4 | FFA4 | FFB1 | FFA6 | FFB4 | FFA1 | FFB4 | FFA8 | FFB4 | FFA1 | FFB6 | FFA8 | FFB5 | FFA2 | FFBA | FFA7 | FFB8 | FFA3 | FFB6 | FFAA | FFBD | FFA3 | FFAC | FFA8 | FFA5 | FFA8 | FFAC | FFA6 | FFA5 | FFA5 | FFAA | FFA2 | FFA2 | FFA2 | FFAB | FF9F | FFA0 | FFA1 | FFAB | FFA0 | FFA4 | FFA2 | FFAB | FFA3 | FFA6 | FFA4 | FFB1 | FFA2 | FFA9 | FFA3 | FFB0 | FFA4 | FFAD | FFA3 | FFB2 | FFAF | FFB4 | FFA8 | FFB1 | FFAE | FFB1 | FFA5 | FFB1 | FFAA | FFB3 | FFA3 | FFB2 | FFA7 | FFB1 | FFA3 | FFB5 | FFA6 | FFB1 | FFA0 | FFB6 | FFA7 | FFB5 | FFA0 | FFB8 | FFA7 | FFB7 | FFA2 | FFB6 | FFA8 | FFB9 | FF9F | FFAA | FFA7 | FFA4 | FFA7 | FFA9 | FFA5 | FFA3 | FFA6 | FFA9 | FFA3 | FFA3 | FFA2 | FFAA | FF9F | FFA2 | FFA3 | FFAD | FFA0 | FFA2 | FFA2 | FFAD | FFA2 | FFA6 | FFA1 | FFB1 | FFA3 | FFA7 | FFA3 | FFAD | FFA1 | FFA9 | FFA1 | FFB3 | FFAF | FFB5 | FFAA | FFB2 | FFAD | FFB2 | FFA6 | FFB4 | FFAB | FFB1 | FFA4 | FFB1 | FFA8 | FFB3 | FFA0 | FFB5 | FFA6 | FFB2 | FFA3 | FFB2 | FFA8 | FFB4 | FFA1 | FFB6 | FFA6 | FFB8 | FFA2 | FFB4 | FFA7 | FFB9 | FF9C | FFAB | FFA5 | FFA3 | FFA6 | FFAA | FFA4 | FFA4 | FFA4 | FFB0 | FFA1 | FFA4 | FFA3 | FFA9 | FFA1 | FFA0 | FFA0 | FFAE | FF9F | FFA2 | FFA3 | FFAD | FFA0 | FFA4 | FFA1 | FFAE | FF9E | FFA8 | FFA1 | FFAC | FFA0 | FFA8 | FF9D | FFB0 | FFAE | FFB2 | FFA8 | FFB2 | FFAC | FFB3 | FFA9 | FFB8 | FFB8 | FFB6 | FFAB | FFB2 | FFAA | FFB1 | FFA1 | FFB2 | FFA5 | FFB2 | FFA0 | FFB2 | FFA5 | FFB5 | FFA1 | FFB2 | FFA6 | FFB4 | FFA3 | FFB4 | FFA5 | FFB9 | FF9B | FFA6 | FFA4 | FFA2 | FFA4 | FFA7 | FFA0 | FFA2 | FFA3 | FFBB | FFA7 | FFAF | FFAA | FFAF | FFA1 | FFA1 | FFA1 | FFA9 | FF9D | FFA0 | FF9F | FFA8 | FF9F | FFA2 | FF9F | FFAC | FF9E | FFA4 | FFA0 | FFAC | FF9F | FFA6 | FF9B | FFAF | FFAF | FFB3 | FFA9 | FFAF | FFAF | FFB4 | FFB0 | FFBB | FFC0 | FFC6 | FFB7 | FFC0 | FFB7 | FFB6 | FFA7 | FFB0 | FFA6 | FFB1 | FFA0 | FFB3 | FFA4 | FFB2 | FFA0 | FFB4 | FFA4 | FFB4 | FFA0 | FFB4 | FFA5 | FFB7 | FF9A | FFA6 | FFA2 | FF9F | FFA1 | FFA8 | FFA2 | FFAA | FFA4 | FFBE | FFB2 | FFB6 | FFB4 | FFBE | FFAD | FFAC | FFA6 | FFAC | FF9D | FFA0 | FF9D | FFA9 | FF9D | FFA0 | FF9F | FFAA | FF9C | FFA1 | FF9F | FFAC | FF9D | FFA2 | FF9C | FFB3 | FFAF | FFB3 | FFAA | FFB4 | FFB1 | FFB5 | FFBB | FFC8 | FFC4 | FFC8 | FFBC | FFC9 | FFBF | FFC2 | FFB5 | FFBD | FFB0 | FFB5 | FFA0 | FFB2 | FFA6 | FFB0 | FF9E | FFB3 | FFA3 | FFB2 | FF9E | FFB2 | FFA4 | FFB4 | FF9B | FFA8 | FFA1 | FF9D | FFA2 | FFAC | FFA1 | FFB1 | FFAA | FFC7 | FFB7 | FFB9 | FFB8 | FFC0 | FFB5 | FFB2 | FFB1 | FFBB | FFA8 | FFA5 | FFA0 | FFA7 | FF9B | FF9C | FF9D | FFA9 | FF9A | FFA1 | FF9D | FFA9 | FF9C | FFA5 | FF9A | FFAE | FFAD | FFAD | FFA7 | FFB1 | FFB8 | FFBB | FFC0 | FFCB | FFCA | FFCE | FFC1 | FFCB | FFBF | FFC5 | FFB6 | FFC6 | FFB6 | FFBD | FFA0 | FFB2 | FFA4 | FFB0 | FF9E | FFB3 | FFA1 | FFB1 | FF9F | FFB1 | FFA4 | FFB4 | FF9C | FFA3 | FF9E | FF9A | FF9F | FFAE | FFA0 | FFB1 | FFB3 | FFC1 | FFBB | FFB9 | FFBF | FFBF | FFB7 | FFB1 | FFB3 | FFB8 | FFB0 | FFA0 | FFA6 | FFA7 | FF9B | FF9E | FF99 | FFAB | FF9A | FFA0 | FF9D | FFAA | FF9D | FFA2 | FF9A | FFAC | FFAF | FFB0 | FFA9 | FFB1 | FFBD | FFC3 | FFBA | FFCA | FFC2 | FFCD | FFBC | FFCA | FFBE | FFC8 | FFB7 | FFC6 | FFB1 | FFB9 | FFA0 | FFB2 | FFA5 | FFAF | FF9D | FFB3 | FFA4 | FFB0 | FFA0 | FFB0 | FFA3 | FFB4 | FF9B | FF9E | FF9C | FF9C | FF9F | FFAE | FFA4 | FFAE | FFB3 | FFB8 | FFB5 | FFAF | FFB9 | FFBA | FFB3 | FFAF | FFB2 | FFB4 | FFAF | FF9D | FF9D | FFA5 | FF9B | FF9D | FF9A | FFA9 | FF9A | FFA1 | FF9C | FFA8 | FF9B | FFA3 | FF9A | FFAE | FFAF | FFB0 | FFA8 | FFB6 | FFB5 | FFC0 | FFB5 | FFC3 | FFBC | FFC2 | FFB6 | FFC4 | FFBD | FFC2 | FFB0 | FFC4 | FFA9 | FFB2 | FF9E | FFAE | FFA3 | FFAE | FF9E | FFB0 | FFA3 | FFAF | FFA1 | FFB2 | FFA6 | FFB3 | FF9E | FF9E | FF9A | FF98 | FF9F | FFA4 | FFA4 | FFA2 | FFAF | FFB0 | FFAC | FFAA | FFAD | FFB6 | FFB0 | FFAA | FFAF | FFAB | FFA6 | FF99 | FF9A | FFA3 | FF98 | FF99 | FF9B | FFA7 | FF99 | FFA2 | FF9A | FFAE | FF9F | FFA3 | FF9A | FFA7 | FFAC | FFAA | FFA5 | FFAA | FFAA | FFB0 | FFA8 | FFB9 | FFB1 | FFBF | FFB2 | FFBD | FFB8 | FFC0 | FFA7 | FFBA | FFA4 | FFAE | FF9D | FFAC | FFA3 | FFAC | FF9D | FFB0 | FFA4 | FFB0 | FFAA | FFBB | FFB3 | FFBC | FFA3 | FF99 | FF96 | FF8F | FF99 | FF97 | FF98 | FF93 | FF9E | FF9E | FFA0 | FF9E | FFA7 | FFAC | FFA8 | FF9F | FFA9 | FFA1 | FF9A | FF94 | FF97 | FFA0 | FF95 | FF98 | FF99 | FFA6 | FF98 | FFA5 | FFA0 | FFB8 | FFA9 | FFAD | FFA6 | FFA4 | FFAC | FFA7 | FFA3 | FFA7 | FFA7 | FFA9 | FFA3 | FFAC | FFA6 | FFB0 | FFA4 | FFB7 | FFAD | FFB7 | FFA1 | FFAF | FF9F | FFA8 | FF9C | FFAC | FFA3 | FFAB | FF9E | FFAF | FFAA | FFB6 | FFAE | FFBC | FFBA | FFC4 | FFA9 | FF95 | FF95 | FF8E | FF94 | FF96 | FF93 | FF91 | FF96 | FF99 | FF93 | FF94 | FF97 | FF9E | FF9E | FF94 | FF9E | FF9D | FF93 | FF91 | FF94 | FF9F | FF96 | FF95 | FF96 | FFA8 | FF97 | FFA6 | FFA5 | FFB6 | FFAA | FFAB | FFA6 | FFA4 | FFAA | FFA4 | FFA2 | FFA6 | FFA7 | FFA6 | FF9E | FFA5 | FFA4 | FFA4 | FF9F | FFA7 | FFA1 | FFA7 | FF9B | FFAB | FFA0 | FFA9 | FF9D | FFAA | FFA1 | FFAB | FF9F | FFAE | FFAE | FFB7 | FFAD | FFBB | FFB5 | FFBB | FFA3 | FF87 | FF8A | FF80 | FF8C | FF8B | FF8B | FF83 | FF8B | FF8B | FF89 | FF86 | FF8B | FF8E | FF89 | FF86 | FF8B | FF93 | FF8A | FF87 | FF8D | FF95 | FF8B | FF8D | FF8E | FFA6 | FF93 | FFA0 | FF9D | FFA9 | FF9D | FF9C | FF99 | 4DFA | 1A58 | 7FFF | 1A58 | 7FFF | 1A57 | 7FFF | 1A57 | FFB9 | CE35 | 1584 | D64E | FFF9 | 000B | 0000 | FFFE | 1976 | 03FD | 0297 | 7FFF | 1976 | 03FD | 0297 | 7FFF | 0001 | 0001 | 0001 | 0001 | 0001 | 0001 | 0001 | 0001 | 0696 | 7FFF | 1A58 | 7FFF | 1A58 | 7FFF | 1A57 | 7FFF | FFBF | F57A | CF18 | D8E0 | 000A | FFFD | FFFE | 0000 | 00F1 | 0046 | 2AC3 | 0035 | 00F1 | 0046 | 2AC3 | 0035 | 0001 | 0001 | 0001 | 0001 | 0001 | 0001 | 0001 | 0001 | 1901 | 0001
This sheet contains the data that should be used as an input for the MCU firmware.
The EEPROM data (cell B4) should be loaded in the allocated memory before calling the MLX90640_ExtractParameters function.
The extracted parameteres are in sheet 'Parameters extract'.
The frame data should be loaded in the allocated memory before calling the MLX90640_CalculateTo function.
The full frame is taken in two reads (reading two subframes). Please note that only the appropriate pixels To is being calculated.
Verification flow
1. Load the sample EEPROM data into the MCU memory allocated for it.
2. Call the MLX90640_ExtractParameters(pEEPROM, pParams) function
3. Download the calculated parameters and compare to the ones in the sample data file.
4. Load the sample frame 0 data into the MCU memory allocated for the frame data and call
tr = MLX90640_GetTa(pFrame, pParams) - 8;
MLX90640_CalculateTo(pFrame, pParams, 1.0, tr, pTo);
5. Download the calculated frame temperatures and compare with the ones in the sample data file
6. Load the sample frame 1 data into the MCU memory allocated for the frame data and call
tr = MLX90640_GetTa(pFrame, pParams) - 8;
MLX90640_CalculateTo(pFrame, pParams, 1.0, tr, pTo);
7. Download the calculated frame temperatures and compare with the ones in the sample data file
If all the values you get are the same as the ones in the sample data file, the driver has compiled correctly and all the addressing is intact.
All that is left to do is to simply get live data from the sensor and put it in the appropriate memory location.

## Parameters extract
This sheet contains the parameters, extracted based on the EEPROM data in sheet 'Input data'
EEPROM | 0x00 | 0x01 | 0x02 | 0x03 | 0x04 | 0x05 | 0x06 | 0x07 | 0x08 | 0x09 | 0x0A | 0x0B | 0x0C | 0x0D | 0x0E | 0x0F | 0x10 | 0x11 | 0x12 | 0x13 | 0x14 | 0x15 | 0x16 | 0x17 | 0x18 | 0x19 | 0x1A | 0x1B | 0x1C | 0x1D | 0x1E | 0x1F
0x0000 | 00AE | 499A | 0000 | 2061 | 0005 | 0320 | 03E0 | 1710 | A224 | 0185 | 0499 | 0000 | 1901 | 0000 | 0000 | B533 | 4210 | FFC2 | 0202 | 0202 | F202 | F1F2 | D1E1 | AFC0 | FF00 | F002 | F103 | E103 | E1F5 | D1E4 | C1D5 | 91C2
0x0020 | 8895 | 30D9 | EDCB | 110F | 3322 | 2233 | 0011 | CCEE | FFED | 1100 | 2222 | 3333 | 2233 | 0022 | DEF0 | 9ACC | 15CC | 2FA4 | 2555 | 9C78 | 7666 | 01C8 | 3B38 | 3534 | 2452 | 0463 | 13BB | 0623 | EC00 | 9797 | 9797 | 2AFB
0x0040 | 00AE | FBE0 | 1B70 | F3BE | 000E | F86E | 1B7E | F3CE | FFCE | F41E | 102E | EC0E | FFDE | EC3E | 139E | EF9E | FB9E | F77E | 13E0 | E7EE | F7AE | F750 | 0C30 | EBEE | F730 | F010 | 0B50 | E430 | F420 | F370 | 07C0 | E450
0x0060 | 0470 | FBCE | FF5C | 0F90 | 07D0 | FC3E | FF6C | 0F90 | 03A0 | FC0E | F40C | 0BF0 | 03A0 | F41E | F78C | 0B70 | FF72 | FF6E | F7DE | 07C0 | FFA2 | 0330 | F42E | 0BC0 | FF22 | FC00 | F75E | 0410 | 0022 | 0350 | F3A0 | 0832
0x0080 | 04DE | FBF0 | 1BCE | F00E | FC5E | FC80 | 1BF0 | F02E | 0002 | F81E | 142E | EC9E | 07DE | F09E | 17CE | F3AE | FFC0 | FBB0 | 1080 | EBFE | FFE0 | FF90 | 1460 | E4AE | FBC0 | F840 | 0FE0 | E860 | F8C0 | F400 | 0842 | E4B0
0x00A0 | 0890 | 03BE | FF9C | 0FD0 | 0020 | 0450 | FFCC | 0FE0 | 07D0 | 03FE | FBEE | 0C60 | 0B80 | F86E | FB8E | 1370 | 0782 | 038E | F85E | 0FC2 | 07C2 | 037E | F84E | 0880 | 0392 | 0420 | F7CE | 0C42 | FCB2 | FFE0 | F020 | 0490
0x00C0 | 107E | 03D0 | 1F90 | FBCE | 089E | 0080 | 1820 | F40E | 0800 | FC30 | 141E | F06E | 0400 | FFA0 | 17CE | F7B0 | 07D0 | FFB0 | 1830 | F3FE | 0002 | FFE0 | 14D0 | ECB0 | FBE2 | FCB0 | 13B0 | ECA0 | F8DE | F432 | 0832 | E8D0
0x00E0 | 1420 | FF8E | FF6E | 1380 | 0840 | 005E | FBEC | 0FB0 | 0BB2 | FFFE | FBDE | 0820 | 0BC0 | 0360 | FB8C | 0F70 | 0794 | 036E | FBFE | 0FA0 | 0BC4 | 0390 | F89E | 0C72 | FFB2 | FC70 | FB7E | 0470 | FCB0 | FFF0 | F3F0 | 04A0
0x0100 | 049E | 03B0 | 1F90 | F7D0 | 042E | 0070 | 1F70 | FBBE | 0F00 | 03B0 | 142E | F01E | 07B0 | FFB0 | 1B60 | F37E | FBD0 | FF90 | 1410 | F3C0 | FC00 | 0370 | 1482 | F030 | F800 | FC50 | 13C2 | F050 | 0070 | F812 | 0C02 | EC80
0x0120 | 00D0 | FBFE | FBCC | 0810 | FC60 | FCB0 | FBCE | 0FE0 | 0B40 | FFFE | F05C | 0840 | 07D0 | FFD0 | F79E | 0FB0 | F802 | FFD0 | F44E | 0BF0 | FC32 | 07A0 | F4BE | 0C60 | F822 | 0080 | F01E | 0892 | 00B4 | F850 | F040 | 04B2
0x0140 | 085E | 0782 | 1F70 | FBEE | 001E | 0420 | 1F80 | FBB0 | 03B0 | 0390 | 17F0 | F04E | 0770 | FFE0 | 1B40 | F76E | FFC0 | FFB0 | 17E0 | EC1E | 03A0 | 03A0 | 10C0 | EC60 | FBC2 | FC80 | 0C00 | EC60 | 0050 | F800 | 0802 | EC90
0x0160 | 0080 | F7B0 | F7AE | 0410 | FC32 | FC50 | F7BE | 07F0 | FFD2 | FBC0 | F02E | 0460 | 0382 | F410 | F36E | 0BA0 | FBF2 | FBC0 | F01C | 0440 | FFE2 | FBE0 | F0EE | 08A2 | F804 | FCB0 | EC3E | 04A2 | 0082 | F830 | E830 | 04B2
0x0180 | 13F0 | 0380 | 1F40 | FBB0 | 0F90 | 0420 | 17A0 | F7AE | 0F40 | FFE2 | 13AE | F03E | 0F12 | FF60 | 0F50 | F340 | 0362 | FF30 | 1760 | EFD0 | 0762 | 0360 | 1072 | EC50 | F7B2 | F852 | 07B0 | E480 | F820 | F7C2 | 03C2 | E490
0x01A0 | 1422 | 03AE | 036E | 13C2 | 13B2 | 0440 | FFCE | 13D2 | 1362 | 0002 | FBDE | 0C40 | 1732 | 0390 | FF8E | 1760 | 0B82 | 0750 | 039E | 1000 | 0F82 | 0B80 | FCAE | 1080 | 0BD4 | 0470 | FBCE | 0C92 | 0832 | 07E0 | F7FE | 0CA2
0x01C0 | 0010 | 0380 | 13D0 | F7A0 | FFBE | 0052 | 1380 | F770 | FF70 | FFA0 | 0FC0 | F3BE | 0340 | FF60 | 0FC0 | F370 | FB30 | FB80 | 0C10 | E40E | FBA0 | FBB0 | 0C42 | E860 | FB92 | F4A2 | 0B82 | E850 | F832 | FBA2 | 0002 | E470
0x01E0 | 0022 | F7A0 | EFFE | 0BC0 | 03D2 | F860 | F79E | 0F92 | 0390 | FFB0 | F3FE | 0FC0 | 0762 | FF70 | EFFE | 1380 | 0362 | FFB0 | F42E | 0810 | 07A2 | 07C0 | F87E | 0C82 | 0B94 | 0490 | FB90 | 1062 | 0842 | 07B0 | EC10 | 0C82
0x0200 | 0850 | 13E2 | 2360 | 0420 | 0460 | 10B0 | 1FB0 | 03E0 | 0B80 | 0BF0 | 1430 | FC00 | 0F90 | 0BC2 | 1BA0 | FFC0 | 07C2 | 0B82 | 1BF0 | F44E | 0BB2 | 0FD2 | 14C2 | F8A0 | 0792 | 0852 | 13E2 | F850 | 00A0 | 0032 | 0C22 | F0D0
0x0220 | F452 | EFE0 | EF7E | FC32 | F072 | F4C0 | EBCE | 03F0 | FBA2 | F400 | E45E | 0410 | FFA2 | F7D0 | EBBE | 0BD0 | FBC2 | FB80 | F00E | 0050 | 03D2 | 03D0 | F0E0 | 0CA0 | 0384 | 0440 | F3EE | 0C52 | 00A2 | 0030 | EC20 | 04C0
0x0240 | 1022 | 0FD2 | 1F80 | 03F0 | 0830 | 0C82 | 17E0 | FFB0 | 0410 | 0432 | 0870 | F48E | 0BD0 | 07B2 | 0F90 | FBB0 | FFF0 | 07A2 | 1410 | F410 | 0022 | 0BC2 | 0CE0 | F850 | FFB2 | 0490 | 0BC0 | ECC0 | FC70 | 0012 | 0400 | F0B2
0x0260 | 0402 | F7D0 | F37E | 0BF2 | 0022 | FC90 | EFFE | 0FC2 | FC12 | F84E | E87E | 0480 | 07E2 | FFB0 | F7AE | 0FC0 | 0002 | 07A0 | F81E | 1002 | 0422 | 0FD0 | F8CE | 1842 | 07A4 | 0880 | FBB0 | 0CB0 | 0C62 | 0BF0 | FBF0 | 10A0
0x0280 | F030 | 07D2 | 0BE0 | F800 | ECA0 | 0482 | 0830 | FBE0 | F040 | FC80 | 0810 | F030 | F410 | F830 | 0BA0 | F7A0 | F3D2 | FFF2 | 0840 | EFF0 | F400 | 03B2 | 0872 | F030 | EFB2 | 0042 | 03B2 | EC40 | FFE0 | FFE2 | 0012 | F420
0x02A0 | F422 | F7B0 | E7CE | 0BD2 | F080 | 0070 | EC2E | 0FE2 | F850 | 0070 | F00E | 0C42 | 0020 | 0030 | F7AE | 17B2 | 03D2 | 0400 | F84E | 17F0 | 0BE2 | 13A0 | FC4E | 1820 | 0792 | 1020 | FB9E | 1C10 | 1BC2 | 13C0 | FBE0 | 2002
0x02C0 | F040 | 13A2 | 0F80 | FC30 | F46E | 0CC2 | 17B2 | 0010 | FC10 | 0872 | 1000 | F8B0 | 07BE | 0BE2 | 13B0 | FFE0 | F410 | 0450 | 0C70 | F420 | 03C0 | 0F82 | 1060 | FFE0 | FB70 | 13D2 | 0F90 | F820 | FC40 | 0FA2 | 0BE2 | FC60
0x02E0 | F012 | FB80 | EB5E | 0802 | F420 | 0090 | F78E | 13E2 | FC02 | 0060 | F40E | 1090 | 0F90 | 0BD0 | FBAE | 1FD2 | 0002 | 0820 | F85E | 1800 | 0F82 | 1B60 | FC3E | 23C2 | 0B42 | 1BA0 | FF7E | 27E0 | 1012 | 1B70 | FFC0 | 2040
0x0300 | FC70 | 1BA2 | 0FA0 | 0BA0 | 0002 | 1432 | 0FE0 | 0010 | F83E | 13E0 | 085E | 07E0 | 005E | 0842 | 0FEE | 03D0 | FC20 | 0FE2 | 1400 | 0780 | 0B90 | 1772 | 1410 | 07B0 | FB10 | 17F2 | 0B20 | 03F0 | FC1E | 17B2 | 07CE | 0830
0x0320 | E050 | EF80 | D38E | 0382 | EBE0 | F810 | DFBE | 07D0 | EC10 | FFC0 | E01E | 0BB0 | F820 | F810 | EBBE | 0BA0 | FBF0 | 07A0 | F3EE | 1B50 | 0752 | 0F30 | F7EE | 1B80 | 02F2 | 0FD0 | F70E | 13C0 | 0BE0 | 1390 | F79E | 1C00
paramsMLX90640 - Extracted parameters
kVdd = | -3200
vdd25 = | -12544
KvPTAT = | 0.002197
KtPTAT = | 42.625000
vPTAT25 = | 12196
alphaPTAT = | 9.000000
gainEE = | 5580
tgc = | 0.000000
cpKv = | 0.375000
cpKta = | 0.004272
resolutionEE = | 2
calibrationModeEE = | 128
KsTa = | -0.002441
ksTo[0] = | -0.000200
ksTo[1] = | -0.000200
ksTo[2] = | -0.000200
ksTo[3] = | -0.000200
ct[0] = | -40
ct[1] = | 0
ct[2] = | 300
ct[3] = | 500
alpha[0] = | 0.0000000364125298802
alpha[1] = | 0.0000000368781911675
alpha[2] = | 0.0000000379259290639
alpha[3] = | 0.0000000383915903512
alpha[4] = | 0.0000000408363121096
alpha[5] = | 0.0000000415348040406
alpha[6] = | 0.0000000416512193624
alpha[7] = | 0.0000000422332959715
alpha[8] = | 0.0000000440959411208
alpha[9] = | 0.0000000446780177299
alpha[10] = | 0.0000000447944330517
alpha[11] = | 0.0000000445616024081
alpha[12] = | 0.0000000460750015918
alpha[13] = | 0.0000000467734935228
alpha[14] = | 0.0000000456093403045
alpha[15] = | 0.0000000456093403045
alpha[16] = | 0.0000000456093403045
alpha[17] = | 0.0000000453765096609
alpha[18] = | 0.0000000443287717644
alpha[19] = | 0.0000000443287717644
alpha[20] = | 0.0000000438631104771
alpha[21] = | 0.0000000432810338680
alpha[22] = | 0.0000000411855580751
alpha[23] = | 0.0000000406034814660
alpha[24] = | 0.0000000393229129259
alpha[25] = | 0.0000000390900822822
alpha[26] = | 0.0000000358304532710
alpha[27] = | 0.0000000355976226274
alpha[28] = | 0.0000000336185621563
alpha[29] = | 0.0000000323379936162
alpha[30] = | 0.0000000291947799269
alpha[31] = | 0.0000000283798726741
alpha[32] = | 0.0000000369946064893
alpha[33] = | 0.0000000375766830985
alpha[34] = | 0.0000000386244209949
alpha[35] = | 0.0000000390900822822
alpha[36] = | 0.0000000414183887187
alpha[37] = | 0.0000000421168806497
alpha[38] = | 0.0000000424661266152
alpha[39] = | 0.0000000428153725807
alpha[40] = | 0.0000000447944330517
alpha[41] = | 0.0000000454929249827
alpha[42] = | 0.0000000454929249827
alpha[43] = | 0.0000000453765096609
alpha[44] = | 0.0000000466570782010
alpha[45] = | 0.0000000474719854537
alpha[46] = | 0.0000000464242475573
alpha[47] = | 0.0000000463078322355
alpha[48] = | 0.0000000463078322355
alpha[49] = | 0.0000000461914169136
alpha[50] = | 0.0000000451436790172
alpha[51] = | 0.0000000450272636954
alpha[52] = | 0.0000000447944330517
alpha[53] = | 0.0000000439795257989
alpha[54] = | 0.0000000420004653279
alpha[55] = | 0.0000000413019733969
alpha[56] = | 0.0000000401378201786
alpha[57] = | 0.0000000399049895350
alpha[58] = | 0.0000000367617758457
alpha[59] = | 0.0000000362961145584
alpha[60] = | 0.0000000345498847309
alpha[61] = | 0.0000000330364855472
alpha[62] = | 0.0000000298932718579
alpha[63] = | 0.0000000290783646051
alpha[64] = | 0.0000000386244209949
alpha[65] = | 0.0000000388572516385
alpha[66] = | 0.0000000403706508223
alpha[67] = | 0.0000000408363121096
alpha[68] = | 0.0000000432810338680
alpha[69] = | 0.0000000436302798335
alpha[70] = | 0.0000000444451870862
alpha[71] = | 0.0000000447944330517
alpha[72] = | 0.0000000464242475573
alpha[73] = | 0.0000000465406628791
alpha[74] = | 0.0000000466570782010
alpha[75] = | 0.0000000474719854537
alpha[76] = | 0.0000000479376467410
alpha[77] = | 0.0000000493346306030
alpha[78] = | 0.0000000478212314192
alpha[79] = | 0.0000000475884007756
alpha[80] = | 0.0000000478212314192
alpha[81] = | 0.0000000477048160974
alpha[82] = | 0.0000000473555701319
alpha[83] = | 0.0000000463078322355
alpha[84] = | 0.0000000461914169136
alpha[85] = | 0.0000000456093403045
alpha[86] = | 0.0000000433974491898
alpha[87] = | 0.0000000438631104771
alpha[88] = | 0.0000000422332959715
alpha[89] = | 0.0000000413019733969
alpha[90] = | 0.0000000387408363167
alpha[91] = | 0.0000000378095137421
alpha[92] = | 0.0000000366453605238
alpha[93] = | 0.0000000352483766619
alpha[94] = | 0.0000000319887476508
alpha[95] = | 0.0000000309410097543
alpha[96] = | 0.0000000390900822822
alpha[97] = | 0.0000000393229129259
alpha[98] = | 0.0000000409527274314
alpha[99] = | 0.0000000414183887187
alpha[100] = | 0.0000000438631104771
alpha[101] = | 0.0000000442123564426
alpha[102] = | 0.0000000450272636954
alpha[103] = | 0.0000000452600943390
alpha[104] = | 0.0000000470063241664
alpha[105] = | 0.0000000472391548101
alpha[106] = | 0.0000000471227394883
alpha[107] = | 0.0000000480540620629
alpha[108] = | 0.0000000482868927065
alpha[109] = | 0.0000000499167072121
alpha[110] = | 0.0000000482868927065
alpha[111] = | 0.0000000481704773847
alpha[112] = | 0.0000000482868927065
alpha[113] = | 0.0000000482868927065
alpha[114] = | 0.0000000479376467410
alpha[115] = | 0.0000000468899088446
alpha[116] = | 0.0000000468899088446
alpha[117] = | 0.0000000463078322355
alpha[118] = | 0.0000000440959411208
alpha[119] = | 0.0000000445616024081
alpha[120] = | 0.0000000428153725807
alpha[121] = | 0.0000000420004653279
alpha[122] = | 0.0000000394393282477
alpha[123] = | 0.0000000385080056731
alpha[124] = | 0.0000000374602677766
alpha[125] = | 0.0000000359468685929
alpha[126] = | 0.0000000326872395817
alpha[127] = | 0.0000000316395016853
alpha[128] = | 0.0000000397885742132
alpha[129] = | 0.0000000404870661441
alpha[130] = | 0.0000000418840500060
alpha[131] = | 0.0000000422332959715
alpha[132] = | 0.0000000456093403045
alpha[133] = | 0.0000000454929249827
alpha[134] = | 0.0000000466570782010
alpha[135] = | 0.0000000464242475573
alpha[136] = | 0.0000000482868927065
alpha[137] = | 0.0000000486361386720
alpha[138] = | 0.0000000484033080284
alpha[139] = | 0.0000000489853846375
alpha[140] = | 0.0000000501495378558
alpha[141] = | 0.0000000494510459248
alpha[142] = | 0.0000000496838765685
alpha[143] = | 0.0000000495674612466
alpha[144] = | 0.0000000498002918903
alpha[145] = | 0.0000000495674612466
alpha[146] = | 0.0000000486361386720
alpha[147] = | 0.0000000481704773847
alpha[148] = | 0.0000000482868927065
alpha[149] = | 0.0000000480540620629
alpha[150] = | 0.0000000460750015918
alpha[151] = | 0.0000000458421709482
alpha[152] = | 0.0000000443287717644
alpha[153] = | 0.0000000439795257989
alpha[154] = | 0.0000000402542355005
alpha[155] = | 0.0000000401378201786
alpha[156] = | 0.0000000386244209949
alpha[157] = | 0.0000000374602677766
alpha[158] = | 0.0000000337349774782
alpha[159] = | 0.0000000330364855472
alpha[160] = | 0.0000000401378201786
alpha[161] = | 0.0000000408363121096
alpha[162] = | 0.0000000424661266152
alpha[163] = | 0.0000000426989572588
alpha[164] = | 0.0000000459585862700
alpha[165] = | 0.0000000460750015918
alpha[166] = | 0.0000000471227394883
alpha[167] = | 0.0000000467734935228
alpha[168] = | 0.0000000486361386720
alpha[169] = | 0.0000000491017999593
alpha[170] = | 0.0000000488689693157
alpha[171] = | 0.0000000494510459248
alpha[172] = | 0.0000000506151991431
alpha[173] = | 0.0000000499167072121
alpha[174] = | 0.0000000501495378558
alpha[175] = | 0.0000000500331225339
alpha[176] = | 0.0000000502659531776
alpha[177] = | 0.0000000499167072121
alpha[178] = | 0.0000000491017999593
alpha[179] = | 0.0000000485197233502
alpha[180] = | 0.0000000487525539938
alpha[181] = | 0.0000000484033080284
alpha[182] = | 0.0000000465406628791
alpha[183] = | 0.0000000463078322355
alpha[184] = | 0.0000000449108483735
alpha[185] = | 0.0000000444451870862
alpha[186] = | 0.0000000407198967878
alpha[187] = | 0.0000000407198967878
alpha[188] = | 0.0000000393229129259
alpha[189] = | 0.0000000379259290639
alpha[190] = | 0.0000000342006387655
alpha[191] = | 0.0000000336185621563
alpha[192] = | 0.0000000418840500060
alpha[193] = | 0.0000000421168806497
alpha[194] = | 0.0000000437466951553
alpha[195] = | 0.0000000442123564426
alpha[196] = | 0.0000000466570782010
alpha[197] = | 0.0000000472391548101
alpha[198] = | 0.0000000472391548101
alpha[199] = | 0.0000000477048160974
alpha[200] = | 0.0000000482868927065
alpha[201] = | 0.0000000495674612466
alpha[202] = | 0.0000000503823684994
alpha[203] = | 0.0000000502659531776
alpha[204] = | 0.0000000514301063959
alpha[205] = | 0.0000000514301063959
alpha[206] = | 0.0000000508480297867
alpha[207] = | 0.0000000509644451085
alpha[208] = | 0.0000000516629370395
alpha[209] = | 0.0000000511972757522
alpha[210] = | 0.0000000502659531776
alpha[211] = | 0.0000000496838765685
alpha[212] = | 0.0000000501495378558
alpha[213] = | 0.0000000491017999593
alpha[214] = | 0.0000000473555701319
alpha[215] = | 0.0000000467734935228
alpha[216] = | 0.0000000464242475573
alpha[217] = | 0.0000000451436790172
alpha[218] = | 0.0000000422332959715
alpha[219] = | 0.0000000414183887187
alpha[220] = | 0.0000000397885742132
alpha[221] = | 0.0000000390900822822
alpha[222] = | 0.0000000352483766619
alpha[223] = | 0.0000000343170540873
alpha[224] = | 0.0000000423497112934
alpha[225] = | 0.0000000425825419370
alpha[226] = | 0.0000000440959411208
alpha[227] = | 0.0000000446780177299
alpha[228] = | 0.0000000471227394883
alpha[229] = | 0.0000000477048160974
alpha[230] = | 0.0000000478212314192
alpha[231] = | 0.0000000480540620629
alpha[232] = | 0.0000000487525539938
alpha[233] = | 0.0000000500331225339
alpha[234] = | 0.0000000507316144649
alpha[235] = | 0.0000000506151991431
alpha[236] = | 0.0000000516629370395
alpha[237] = | 0.0000000516629370395
alpha[238] = | 0.0000000511972757522
alpha[239] = | 0.0000000514301063959
alpha[240] = | 0.0000000520121830050
alpha[241] = | 0.0000000516629370395
alpha[242] = | 0.0000000506151991431
alpha[243] = | 0.0000000500331225339
alpha[244] = | 0.0000000504987838212
alpha[245] = | 0.0000000494510459248
alpha[246] = | 0.0000000477048160974
alpha[247] = | 0.0000000471227394883
alpha[248] = | 0.0000000466570782010
alpha[249] = | 0.0000000454929249827
alpha[250] = | 0.0000000428153725807
alpha[251] = | 0.0000000418840500060
alpha[252] = | 0.0000000402542355005
alpha[253] = | 0.0000000395557435695
alpha[254] = | 0.0000000357140379492
alpha[255] = | 0.0000000346663000528
alpha[256] = | 0.0000000423497112934
alpha[257] = | 0.0000000426989572588
alpha[258] = | 0.0000000444451870862
alpha[259] = | 0.0000000452600943390
alpha[260] = | 0.0000000474719854537
alpha[261] = | 0.0000000475884007756
alpha[262] = | 0.0000000482868927065
alpha[263] = | 0.0000000486361386720
alpha[264] = | 0.0000000504987838212
alpha[265] = | 0.0000000502659531776
alpha[266] = | 0.0000000509644451085
alpha[267] = | 0.0000000515465217177
alpha[268] = | 0.0000000518957676832
alpha[269] = | 0.0000000527106749360
alpha[270] = | 0.0000000515465217177
alpha[271] = | 0.0000000517793523613
alpha[272] = | 0.0000000524778442923
alpha[273] = | 0.0000000523614289705
alpha[274] = | 0.0000000508480297867
alpha[275] = | 0.0000000511972757522
alpha[276] = | 0.0000000503823684994
alpha[277] = | 0.0000000503823684994
alpha[278] = | 0.0000000487525539938
alpha[279] = | 0.0000000480540620629
alpha[280] = | 0.0000000468899088446
alpha[281] = | 0.0000000464242475573
alpha[282] = | 0.0000000436302798335
alpha[283] = | 0.0000000424661266152
alpha[284] = | 0.0000000404870661441
alpha[285] = | 0.0000000399049895350
alpha[286] = | 0.0000000361796992365
alpha[287] = | 0.0000000353647919837
alpha[288] = | 0.0000000426989572588
alpha[289] = | 0.0000000430482032243
alpha[290] = | 0.0000000447944330517
alpha[291] = | 0.0000000456093403045
alpha[292] = | 0.0000000477048160974
alpha[293] = | 0.0000000479376467410
alpha[294] = | 0.0000000486361386720
alpha[295] = | 0.0000000491017999593
alpha[296] = | 0.0000000507316144649
alpha[297] = | 0.0000000506151991431
alpha[298] = | 0.0000000513136910740
alpha[299] = | 0.0000000517793523613
alpha[300] = | 0.0000000520121830050
alpha[301] = | 0.0000000530599209014
alpha[302] = | 0.0000000517793523613
alpha[303] = | 0.0000000522450136486
alpha[304] = | 0.0000000528270902578
alpha[305] = | 0.0000000524778442923
alpha[306] = | 0.0000000511972757522
alpha[307] = | 0.0000000515465217177
alpha[308] = | 0.0000000508480297867
alpha[309] = | 0.0000000508480297867
alpha[310] = | 0.0000000489853846375
alpha[311] = | 0.0000000485197233502
alpha[312] = | 0.0000000473555701319
alpha[313] = | 0.0000000467734935228
alpha[314] = | 0.0000000439795257989
alpha[315] = | 0.0000000429317879025
alpha[316] = | 0.0000000408363121096
alpha[317] = | 0.0000000402542355005
alpha[318] = | 0.0000000365289452020
alpha[319] = | 0.0000000355976226274
alpha[320] = | 0.0000000425825419370
alpha[321] = | 0.0000000436302798335
alpha[322] = | 0.0000000450272636954
alpha[323] = | 0.0000000458421709482
alpha[324] = | 0.0000000474719854537
alpha[325] = | 0.0000000485197233502
alpha[326] = | 0.0000000494510459248
alpha[327] = | 0.0000000494510459248
alpha[328] = | 0.0000000506151991431
alpha[329] = | 0.0000000517793523613
alpha[330] = | 0.0000000513136910740
alpha[331] = | 0.0000000523614289705
alpha[332] = | 0.0000000521285983268
alpha[333] = | 0.0000000527106749360
alpha[334] = | 0.0000000525942596141
alpha[335] = | 0.0000000524778442923
alpha[336] = | 0.0000000527106749360
alpha[337] = | 0.0000000523614289705
alpha[338] = | 0.0000000508480297867
alpha[339] = | 0.0000000516629370395
alpha[340] = | 0.0000000508480297867
alpha[341] = | 0.0000000508480297867
alpha[342] = | 0.0000000491017999593
alpha[343] = | 0.0000000488689693157
alpha[344] = | 0.0000000477048160974
alpha[345] = | 0.0000000470063241664
alpha[346] = | 0.0000000439795257989
alpha[347] = | 0.0000000436302798335
alpha[348] = | 0.0000000410691427533
alpha[349] = | 0.0000000403706508223
alpha[350] = | 0.0000000366453605238
alpha[351] = | 0.0000000362961145584
alpha[352] = | 0.0000000429317879025
alpha[353] = | 0.0000000438631104771
alpha[354] = | 0.0000000452600943390
alpha[355] = | 0.0000000459585862700
alpha[356] = | 0.0000000477048160974
alpha[357] = | 0.0000000487525539938
alpha[358] = | 0.0000000496838765685
alpha[359] = | 0.0000000498002918903
alpha[360] = | 0.0000000508480297867
alpha[361] = | 0.0000000520121830050
alpha[362] = | 0.0000000516629370395
alpha[363] = | 0.0000000524778442923
alpha[364] = | 0.0000000523614289705
alpha[365] = | 0.0000000530599209014
alpha[366] = | 0.0000000529435055796
alpha[367] = | 0.0000000527106749360
alpha[368] = | 0.0000000529435055796
alpha[369] = | 0.0000000525942596141
alpha[370] = | 0.0000000511972757522
alpha[371] = | 0.0000000520121830050
alpha[372] = | 0.0000000510808604304
alpha[373] = | 0.0000000510808604304
alpha[374] = | 0.0000000494510459248
alpha[375] = | 0.0000000492182152811
alpha[376] = | 0.0000000479376467410
alpha[377] = | 0.0000000472391548101
alpha[378] = | 0.0000000440959411208
alpha[379] = | 0.0000000437466951553
alpha[380] = | 0.0000000411855580751
alpha[381] = | 0.0000000406034814660
alpha[382] = | 0.0000000369946064893
alpha[383] = | 0.0000000364125298802
alpha[384] = | 0.0000000428153725807
alpha[385] = | 0.0000000436302798335
alpha[386] = | 0.0000000460750015918
alpha[387] = | 0.0000000457257556263
alpha[388] = | 0.0000000477048160974
alpha[389] = | 0.0000000488689693157
alpha[390] = | 0.0000000492182152811
alpha[391] = | 0.0000000491017999593
alpha[392] = | 0.0000000509644451085
alpha[393] = | 0.0000000513136910740
alpha[394] = | 0.0000000515465217177
alpha[395] = | 0.0000000514301063959
alpha[396] = | 0.0000000524778442923
alpha[397] = | 0.0000000527106749360
alpha[398] = | 0.0000000534091668669
alpha[399] = | 0.0000000528270902578
alpha[400] = | 0.0000000523614289705
alpha[401] = | 0.0000000529435055796
alpha[402] = | 0.0000000521285983268
alpha[403] = | 0.0000000520121830050
alpha[404] = | 0.0000000513136910740
alpha[405] = | 0.0000000514301063959
alpha[406] = | 0.0000000487525539938
alpha[407] = | 0.0000000489853846375
alpha[408] = | 0.0000000474719854537
alpha[409] = | 0.0000000475884007756
alpha[410] = | 0.0000000436302798335
alpha[411] = | 0.0000000432810338680
alpha[412] = | 0.0000000411855580751
alpha[413] = | 0.0000000401378201786
alpha[414] = | 0.0000000371110218111
alpha[415] = | 0.0000000360632839147
alpha[416] = | 0.0000000429317879025
alpha[417] = | 0.0000000438631104771
alpha[418] = | 0.0000000463078322355
alpha[419] = | 0.0000000459585862700
alpha[420] = | 0.0000000479376467410
alpha[421] = | 0.0000000489853846375
alpha[422] = | 0.0000000493346306030
alpha[423] = | 0.0000000493346306030
alpha[424] = | 0.0000000511972757522
alpha[425] = | 0.0000000514301063959
alpha[426] = | 0.0000000518957676832
alpha[427] = | 0.0000000515465217177
alpha[428] = | 0.0000000527106749360
alpha[429] = | 0.0000000528270902578
alpha[430] = | 0.0000000537584128324
alpha[431] = | 0.0000000529435055796
alpha[432] = | 0.0000000527106749360
alpha[433] = | 0.0000000532927515451
alpha[434] = | 0.0000000522450136486
alpha[435] = | 0.0000000521285983268
alpha[436] = | 0.0000000513136910740
alpha[437] = | 0.0000000515465217177
alpha[438] = | 0.0000000491017999593
alpha[439] = | 0.0000000492182152811
alpha[440] = | 0.0000000474719854537
alpha[441] = | 0.0000000474719854537
alpha[442] = | 0.0000000437466951553
alpha[443] = | 0.0000000433974491898
alpha[444] = | 0.0000000413019733969
alpha[445] = | 0.0000000402542355005
alpha[446] = | 0.0000000372274371330
alpha[447] = | 0.0000000361796992365
alpha[448] = | 0.0000000423497112934
alpha[449] = | 0.0000000433974491898
alpha[450] = | 0.0000000443287717644
alpha[451] = | 0.0000000457257556263
alpha[452] = | 0.0000000480540620629
alpha[453] = | 0.0000000486361386720
alpha[454] = | 0.0000000486361386720
alpha[455] = | 0.0000000489853846375
alpha[456] = | 0.0000000501495378558
alpha[457] = | 0.0000000509644451085
alpha[458] = | 0.0000000514301063959
alpha[459] = | 0.0000000510808604304
alpha[460] = | 0.0000000521285983268
alpha[461] = | 0.0000000524778442923
alpha[462] = | 0.0000000522450136486
alpha[463] = | 0.0000000524778442923
alpha[464] = | 0.0000000524778442923
alpha[465] = | 0.0000000520121830050
alpha[466] = | 0.0000000509644451085
alpha[467] = | 0.0000000515465217177
alpha[468] = | 0.0000000504987838212
alpha[469] = | 0.0000000507316144649
alpha[470] = | 0.0000000487525539938
alpha[471] = | 0.0000000485197233502
alpha[472] = | 0.0000000465406628791
alpha[473] = | 0.0000000460750015918
alpha[474] = | 0.0000000433974491898
alpha[475] = | 0.0000000423497112934
alpha[476] = | 0.0000000410691427533
alpha[477] = | 0.0000000402542355005
alpha[478] = | 0.0000000364125298802
alpha[479] = | 0.0000000358304532710
alpha[480] = | 0.0000000423497112934
alpha[481] = | 0.0000000433974491898
alpha[482] = | 0.0000000444451870862
alpha[483] = | 0.0000000458421709482
alpha[484] = | 0.0000000481704773847
alpha[485] = | 0.0000000487525539938
alpha[486] = | 0.0000000487525539938
alpha[487] = | 0.0000000491017999593
alpha[488] = | 0.0000000503823684994
alpha[489] = | 0.0000000510808604304
alpha[490] = | 0.0000000516629370395
alpha[491] = | 0.0000000511972757522
alpha[492] = | 0.0000000522450136486
alpha[493] = | 0.0000000525942596141
alpha[494] = | 0.0000000523614289705
alpha[495] = | 0.0000000525942596141
alpha[496] = | 0.0000000524778442923
alpha[497] = | 0.0000000520121830050
alpha[498] = | 0.0000000510808604304
alpha[499] = | 0.0000000516629370395
alpha[500] = | 0.0000000507316144649
alpha[501] = | 0.0000000507316144649
alpha[502] = | 0.0000000489853846375
alpha[503] = | 0.0000000485197233502
alpha[504] = | 0.0000000464242475573
alpha[505] = | 0.0000000459585862700
alpha[506] = | 0.0000000433974491898
alpha[507] = | 0.0000000423497112934
alpha[508] = | 0.0000000410691427533
alpha[509] = | 0.0000000402542355005
alpha[510] = | 0.0000000364125298802
alpha[511] = | 0.0000000357140379492
alpha[512] = | 0.0000000410691427533
alpha[513] = | 0.0000000423497112934
alpha[514] = | 0.0000000436302798335
alpha[515] = | 0.0000000444451870862
alpha[516] = | 0.0000000467734935228
alpha[517] = | 0.0000000473555701319
alpha[518] = | 0.0000000480540620629
alpha[519] = | 0.0000000477048160974
alpha[520] = | 0.0000000502659531776
alpha[521] = | 0.0000000504987838212
alpha[522] = | 0.0000000509644451085
alpha[523] = | 0.0000000510808604304
alpha[524] = | 0.0000000516629370395
alpha[525] = | 0.0000000514301063959
alpha[526] = | 0.0000000511972757522
alpha[527] = | 0.0000000514301063959
alpha[528] = | 0.0000000518957676832
alpha[529] = | 0.0000000513136910740
alpha[530] = | 0.0000000502659531776
alpha[531] = | 0.0000000502659531776
alpha[532] = | 0.0000000503823684994
alpha[533] = | 0.0000000496838765685
alpha[534] = | 0.0000000480540620629
alpha[535] = | 0.0000000470063241664
alpha[536] = | 0.0000000458421709482
alpha[537] = | 0.0000000456093403045
alpha[538] = | 0.0000000422332959715
alpha[539] = | 0.0000000422332959715
alpha[540] = | 0.0000000397885742132
alpha[541] = | 0.0000000390900822822
alpha[542] = | 0.0000000352483766619
alpha[543] = | 0.0000000346663000528
alpha[544] = | 0.0000000408363121096
alpha[545] = | 0.0000000423497112934
alpha[546] = | 0.0000000435138645116
alpha[547] = | 0.0000000444451870862
alpha[548] = | 0.0000000466570782010
alpha[549] = | 0.0000000474719854537
alpha[550] = | 0.0000000481704773847
alpha[551] = | 0.0000000478212314192
alpha[552] = | 0.0000000502659531776
alpha[553] = | 0.0000000506151991431
alpha[554] = | 0.0000000509644451085
alpha[555] = | 0.0000000510808604304
alpha[556] = | 0.0000000517793523613
alpha[557] = | 0.0000000514301063959
alpha[558] = | 0.0000000513136910740
alpha[559] = | 0.0000000515465217177
alpha[560] = | 0.0000000520121830050
alpha[561] = | 0.0000000513136910740
alpha[562] = | 0.0000000502659531776
alpha[563] = | 0.0000000501495378558
alpha[564] = | 0.0000000503823684994
alpha[565] = | 0.0000000498002918903
alpha[566] = | 0.0000000478212314192
alpha[567] = | 0.0000000468899088446
alpha[568] = | 0.0000000457257556263
alpha[569] = | 0.0000000454929249827
alpha[570] = | 0.0000000421168806497
alpha[571] = | 0.0000000421168806497
alpha[572] = | 0.0000000396721588913
alpha[573] = | 0.0000000388572516385
alpha[574] = | 0.0000000351319613401
alpha[575] = | 0.0000000345498847309
alpha[576] = | 0.0000000402542355005
alpha[577] = | 0.0000000414183887187
alpha[578] = | 0.0000000433974491898
alpha[579] = | 0.0000000436302798335
alpha[580] = | 0.0000000466570782010
alpha[581] = | 0.0000000464242475573
alpha[582] = | 0.0000000477048160974
alpha[583] = | 0.0000000471227394883
alpha[584] = | 0.0000000496838765685
alpha[585] = | 0.0000000501495378558
alpha[586] = | 0.0000000493346306030
alpha[587] = | 0.0000000495674612466
alpha[588] = | 0.0000000511972757522
alpha[589] = | 0.0000000514301063959
alpha[590] = | 0.0000000503823684994
alpha[591] = | 0.0000000503823684994
alpha[592] = | 0.0000000507316144649
alpha[593] = | 0.0000000509644451085
alpha[594] = | 0.0000000496838765685
alpha[595] = | 0.0000000491017999593
alpha[596] = | 0.0000000492182152811
alpha[597] = | 0.0000000486361386720
alpha[598] = | 0.0000000463078322355
alpha[599] = | 0.0000000458421709482
alpha[600] = | 0.0000000449108483735
alpha[601] = | 0.0000000440959411208
alpha[602] = | 0.0000000411855580751
alpha[603] = | 0.0000000403706508223
alpha[604] = | 0.0000000378095137421
alpha[605] = | 0.0000000378095137421
alpha[606] = | 0.0000000344334694091
alpha[607] = | 0.0000000326872395817
alpha[608] = | 0.0000000401378201786
alpha[609] = | 0.0000000411855580751
alpha[610] = | 0.0000000431646185461
alpha[611] = | 0.0000000432810338680
alpha[612] = | 0.0000000464242475573
alpha[613] = | 0.0000000463078322355
alpha[614] = | 0.0000000475884007756
alpha[615] = | 0.0000000471227394883
alpha[616] = | 0.0000000498002918903
alpha[617] = | 0.0000000500331225339
alpha[618] = | 0.0000000492182152811
alpha[619] = | 0.0000000496838765685
alpha[620] = | 0.0000000513136910740
alpha[621] = | 0.0000000514301063959
alpha[622] = | 0.0000000503823684994
alpha[623] = | 0.0000000504987838212
alpha[624] = | 0.0000000507316144649
alpha[625] = | 0.0000000510808604304
alpha[626] = | 0.0000000496838765685
alpha[627] = | 0.0000000491017999593
alpha[628] = | 0.0000000489853846375
alpha[629] = | 0.0000000485197233502
alpha[630] = | 0.0000000459585862700
alpha[631] = | 0.0000000457257556263
alpha[632] = | 0.0000000446780177299
alpha[633] = | 0.0000000438631104771
alpha[634] = | 0.0000000409527274314
alpha[635] = | 0.0000000400214048568
alpha[636] = | 0.0000000375766830985
alpha[637] = | 0.0000000375766830985
alpha[638] = | 0.0000000340842234436
alpha[639] = | 0.0000000324544089381
alpha[640] = | 0.0000000385080056731
alpha[641] = | 0.0000000392064976040
alpha[642] = | 0.0000000408363121096
alpha[643] = | 0.0000000421168806497
alpha[644] = | 0.0000000443287717644
alpha[645] = | 0.0000000450272636954
alpha[646] = | 0.0000000449108483735
alpha[647] = | 0.0000000456093403045
alpha[648] = | 0.0000000474719854537
alpha[649] = | 0.0000000481704773847
alpha[650] = | 0.0000000473555701319
alpha[651] = | 0.0000000486361386720
alpha[652] = | 0.0000000486361386720
alpha[653] = | 0.0000000489853846375
alpha[654] = | 0.0000000486361386720
alpha[655] = | 0.0000000489853846375
alpha[656] = | 0.0000000493346306030
alpha[657] = | 0.0000000498002918903
alpha[658] = | 0.0000000481704773847
alpha[659] = | 0.0000000475884007756
alpha[660] = | 0.0000000468899088446
alpha[661] = | 0.0000000464242475573
alpha[662] = | 0.0000000443287717644
alpha[663] = | 0.0000000433974491898
alpha[664] = | 0.0000000425825419370
alpha[665] = | 0.0000000414183887187
alpha[666] = | 0.0000000390900822822
alpha[667] = | 0.0000000382751750294
alpha[668] = | 0.0000000366453605238
alpha[669] = | 0.0000000354812073056
alpha[670] = | 0.0000000322215782944
alpha[671] = | 0.0000000312902557198
alpha[672] = | 0.0000000381587597076
alpha[673] = | 0.0000000389736669604
alpha[674] = | 0.0000000404870661441
alpha[675] = | 0.0000000417676346842
alpha[676] = | 0.0000000438631104771
alpha[677] = | 0.0000000446780177299
alpha[678] = | 0.0000000445616024081
alpha[679] = | 0.0000000452600943390
alpha[680] = | 0.0000000473555701319
alpha[681] = | 0.0000000480540620629
alpha[682] = | 0.0000000473555701319
alpha[683] = | 0.0000000484033080284
alpha[684] = | 0.0000000484033080284
alpha[685] = | 0.0000000488689693157
alpha[686] = | 0.0000000485197233502
alpha[687] = | 0.0000000488689693157
alpha[688] = | 0.0000000492182152811
alpha[689] = | 0.0000000494510459248
alpha[690] = | 0.0000000479376467410
alpha[691] = | 0.0000000473555701319
alpha[692] = | 0.0000000464242475573
alpha[693] = | 0.0000000461914169136
alpha[694] = | 0.0000000439795257989
alpha[695] = | 0.0000000431646185461
alpha[696] = | 0.0000000422332959715
alpha[697] = | 0.0000000410691427533
alpha[698] = | 0.0000000388572516385
alpha[699] = | 0.0000000378095137421
alpha[700] = | 0.0000000362961145584
alpha[701] = | 0.0000000351319613401
alpha[702] = | 0.0000000319887476508
alpha[703] = | 0.0000000310574250761
alpha[704] = | 0.0000000369946064893
alpha[705] = | 0.0000000373438524548
alpha[706] = | 0.0000000392064976040
alpha[707] = | 0.0000000392064976040
alpha[708] = | 0.0000000417676346842
alpha[709] = | 0.0000000421168806497
alpha[710] = | 0.0000000433974491898
alpha[711] = | 0.0000000437466951553
alpha[712] = | 0.0000000458421709482
alpha[713] = | 0.0000000452600943390
alpha[714] = | 0.0000000460750015918
alpha[715] = | 0.0000000452600943390
alpha[716] = | 0.0000000479376467410
alpha[717] = | 0.0000000478212314192
alpha[718] = | 0.0000000471227394883
alpha[719] = | 0.0000000470063241664
alpha[720] = | 0.0000000475884007756
alpha[721] = | 0.0000000471227394883
alpha[722] = | 0.0000000454929249827
alpha[723] = | 0.0000000445616024081
alpha[724] = | 0.0000000446780177299
alpha[725] = | 0.0000000444451870862
alpha[726] = | 0.0000000418840500060
alpha[727] = | 0.0000000411855580751
alpha[728] = | 0.0000000400214048568
alpha[729] = | 0.0000000397885742132
alpha[730] = | 0.0000000364125298802
alpha[731] = | 0.0000000360632839147
alpha[732] = | 0.0000000344334694091
alpha[733] = | 0.0000000337349774782
alpha[734] = | 0.0000000301261025015
alpha[735] = | 0.0000000290783646051
alpha[736] = | 0.0000000367617758457
alpha[737] = | 0.0000000371110218111
alpha[738] = | 0.0000000389736669604
alpha[739] = | 0.0000000389736669604
alpha[740] = | 0.0000000415348040406
alpha[741] = | 0.0000000418840500060
alpha[742] = | 0.0000000430482032243
alpha[743] = | 0.0000000432810338680
alpha[744] = | 0.0000000456093403045
alpha[745] = | 0.0000000450272636954
alpha[746] = | 0.0000000456093403045
alpha[747] = | 0.0000000449108483735
alpha[748] = | 0.0000000475884007756
alpha[749] = | 0.0000000474719854537
alpha[750] = | 0.0000000467734935228
alpha[751] = | 0.0000000466570782010
alpha[752] = | 0.0000000472391548101
alpha[753] = | 0.0000000466570782010
alpha[754] = | 0.0000000452600943390
alpha[755] = | 0.0000000442123564426
alpha[756] = | 0.0000000442123564426
alpha[757] = | 0.0000000439795257989
alpha[758] = | 0.0000000415348040406
alpha[759] = | 0.0000000408363121096
alpha[760] = | 0.0000000397885742132
alpha[761] = | 0.0000000395557435695
alpha[762] = | 0.0000000361796992365
alpha[763] = | 0.0000000357140379492
alpha[764] = | 0.0000000340842234436
alpha[765] = | 0.0000000335021468345
alpha[766] = | 0.0000000297768565360
alpha[767] = | 0.0000000287291186396
offset[0] = | -54
offset[1] = | -56
offset[2] = | -50
offset[3] = | -60
offset[4] = | -50
offset[5] = | -56
offset[6] = | -48
offset[7] = | -60
offset[8] = | -49
offset[9] = | -57
offset[10] = | -48
offset[11] = | -61
offset[12] = | -49
offset[13] = | -59
offset[14] = | -48
offset[15] = | -63
offset[16] = | -46
offset[17] = | -59
offset[18] = | -48
offset[19] = | -65
offset[20] = | -49
offset[21] = | -61
offset[22] = | -49
offset[23] = | -66
offset[24] = | -47
offset[25] = | -64
offset[26] = | -50
offset[27] = | -69
offset[28] = | -53
offset[29] = | -66
offset[30] = | -51
offset[31] = | -75
offset[32] = | -61
offset[33] = | -64
offset[34] = | -65
offset[35] = | -61
offset[36] = | -57
offset[37] = | -63
offset[38] = | -63
offset[39] = | -61
offset[40] = | -56
offset[41] = | -63
offset[42] = | -63
offset[43] = | -62
offset[44] = | -56
offset[45] = | -65
offset[46] = | -63
offset[47] = | -64
offset[48] = | -53
offset[49] = | -65
offset[50] = | -63
offset[51] = | -65
offset[52] = | -55
offset[53] = | -66
offset[54] = | -63
offset[55] = | -66
offset[56] = | -53
offset[57] = | -69
offset[58] = | -63
offset[59] = | -69
offset[60] = | -58
offset[61] = | -70
offset[62] = | -64
offset[63] = | -74
offset[64] = | -53
offset[65] = | -56
offset[66] = | -50
offset[67] = | -60
offset[68] = | -51
offset[69] = | -55
offset[70] = | -48
offset[71] = | -60
offset[72] = | -48
offset[73] = | -56
offset[74] = | -47
offset[75] = | -61
offset[76] = | -47
offset[77] = | -58
offset[78] = | -47
offset[79] = | -62
offset[80] = | -45
offset[81] = | -58
offset[82] = | -48
offset[83] = | -64
offset[84] = | -47
offset[85] = | -59
offset[86] = | -47
offset[87] = | -67
offset[88] = | -46
offset[89] = | -62
offset[90] = | -49
offset[91] = | -68
offset[92] = | -52
offset[93] = | -65
offset[94] = | -50
offset[95] = | -75
offset[96] = | -60
offset[97] = | -62
offset[98] = | -65
offset[99] = | -61
offset[100] = | -58
offset[101] = | -61
offset[102] = | -63
offset[103] = | -61
offset[104] = | -55
offset[105] = | -62
offset[106] = | -62
offset[107] = | -61
offset[108] = | -54
offset[109] = | -64
offset[110] = | -62
offset[111] = | -62
offset[112] = | -51
offset[113] = | -64
offset[114] = | -62
offset[115] = | -63
offset[116] = | -53
offset[117] = | -66
offset[118] = | -62
offset[119] = | -66
offset[120] = | -52
offset[121] = | -67
offset[122] = | -63
offset[123] = | -67
offset[124] = | -59
offset[125] = | -71
offset[126] = | -64
offset[127] = | -75
offset[128] = | -50
offset[129] = | -54
offset[130] = | -49
offset[131] = | -58
offset[132] = | -48
offset[133] = | -54
offset[134] = | -48
offset[135] = | -59
offset[136] = | -46
offset[137] = | -55
offset[138] = | -47
offset[139] = | -60
offset[140] = | -47
offset[141] = | -55
offset[142] = | -47
offset[143] = | -61
offset[144] = | -43
offset[145] = | -57
offset[146] = | -46
offset[147] = | -62
offset[148] = | -46
offset[149] = | -59
offset[150] = | -47
offset[151] = | -65
offset[152] = | -46
offset[153] = | -61
offset[154] = | -48
offset[155] = | -67
offset[156] = | -52
offset[157] = | -65
offset[158] = | -50
offset[159] = | -74
offset[160] = | -57
offset[161] = | -63
offset[162] = | -65
offset[163] = | -60
offset[164] = | -56
offset[165] = | -62
offset[166] = | -64
offset[167] = | -61
offset[168] = | -54
offset[169] = | -63
offset[170] = | -62
offset[171] = | -62
offset[172] = | -54
offset[173] = | -62
offset[174] = | -62
offset[175] = | -63
offset[176] = | -51
offset[177] = | -64
offset[178] = | -62
offset[179] = | -63
offset[180] = | -52
offset[181] = | -66
offset[182] = | -62
offset[183] = | -65
offset[184] = | -53
offset[185] = | -69
offset[186] = | -62
offset[187] = | -69
offset[188] = | -59
offset[189] = | -71
offset[190] = | -64
offset[191] = | -75
offset[192] = | -53
offset[193] = | -54
offset[194] = | -49
offset[195] = | -59
offset[196] = | -49
offset[197] = | -54
offset[198] = | -47
offset[199] = | -58
offset[200] = | -45
offset[201] = | -54
offset[202] = | -47
offset[203] = | -60
offset[204] = | -47
offset[205] = | -55
offset[206] = | -46
offset[207] = | -62
offset[208] = | -46
offset[209] = | -57
offset[210] = | -47
offset[211] = | -62
offset[212] = | -47
offset[213] = | -58
offset[214] = | -47
offset[215] = | -64
offset[216] = | -46
offset[217] = | -61
offset[218] = | -48
offset[219] = | -66
offset[220] = | -50
offset[221] = | -64
offset[222] = | -49
offset[223] = | -73
offset[224] = | -62
offset[225] = | -64
offset[226] = | -66
offset[227] = | -62
offset[228] = | -59
offset[229] = | -63
offset[230] = | -64
offset[231] = | -61
offset[232] = | -54
offset[233] = | -63
offset[234] = | -64
offset[235] = | -62
offset[236] = | -55
offset[237] = | -63
offset[238] = | -63
offset[239] = | -63
offset[240] = | -54
offset[241] = | -65
offset[242] = | -63
offset[243] = | -64
offset[244] = | -55
offset[245] = | -65
offset[246] = | -63
offset[247] = | -65
offset[248] = | -54
offset[249] = | -68
offset[250] = | -64
offset[251] = | -68
offset[252] = | -58
offset[253] = | -72
offset[254] = | -64
offset[255] = | -75
offset[256] = | -52
offset[257] = | -53
offset[258] = | -49
offset[259] = | -58
offset[260] = | -50
offset[261] = | -53
offset[262] = | -47
offset[263] = | -58
offset[264] = | -48
offset[265] = | -54
offset[266] = | -47
offset[267] = | -60
offset[268] = | -47
offset[269] = | -55
offset[270] = | -46
offset[271] = | -61
offset[272] = | -45
offset[273] = | -57
offset[274] = | -47
offset[275] = | -63
offset[276] = | -46
offset[277] = | -58
offset[278] = | -48
offset[279] = | -65
offset[280] = | -46
offset[281] = | -61
offset[282] = | -49
offset[283] = | -67
offset[284] = | -50
offset[285] = | -64
offset[286] = | -50
offset[287] = | -73
offset[288] = | -62
offset[289] = | -65
offset[290] = | -67
offset[291] = | -63
offset[292] = | -59
offset[293] = | -63
offset[294] = | -65
offset[295] = | -63
offset[296] = | -57
offset[297] = | -64
offset[298] = | -64
offset[299] = | -63
offset[300] = | -56
offset[301] = | -65
offset[302] = | -64
offset[303] = | -64
offset[304] = | -54
offset[305] = | -66
offset[306] = | -64
offset[307] = | -65
offset[308] = | -55
offset[309] = | -68
offset[310] = | -64
offset[311] = | -66
offset[312] = | -54
offset[313] = | -69
offset[314] = | -65
offset[315] = | -69
offset[316] = | -58
offset[317] = | -72
offset[318] = | -66
offset[319] = | -75
offset[320] = | -50
offset[321] = | -54
offset[322] = | -49
offset[323] = | -58
offset[324] = | -47
offset[325] = | -53
offset[326] = | -49
offset[327] = | -59
offset[328] = | -45
offset[329] = | -55
offset[330] = | -48
offset[331] = | -60
offset[332] = | -45
offset[333] = | -55
offset[334] = | -49
offset[335] = | -62
offset[336] = | -44
offset[337] = | -57
offset[338] = | -47
offset[339] = | -63
offset[340] = | -45
offset[341] = | -58
offset[342] = | -48
offset[343] = | -65
offset[344] = | -47
offset[345] = | -62
offset[346] = | -51
offset[347] = | -69
offset[348] = | -52
offset[349] = | -65
offset[350] = | -52
offset[351] = | -75
offset[352] = | -61
offset[353] = | -66
offset[354] = | -68
offset[355] = | -64
offset[356] = | -58
offset[357] = | -65
offset[358] = | -67
offset[359] = | -64
offset[360] = | -56
offset[361] = | -66
offset[362] = | -66
offset[363] = | -65
offset[364] = | -55
offset[365] = | -66
offset[366] = | -65
offset[367] = | -65
offset[368] = | -54
offset[369] = | -67
offset[370] = | -64
offset[371] = | -66
offset[372] = | -55
offset[373] = | -68
offset[374] = | -65
offset[375] = | -68
offset[376] = | -54
offset[377] = | -71
offset[378] = | -66
offset[379] = | -71
offset[380] = | -60
offset[381] = | -73
offset[382] = | -67
offset[383] = | -77
offset[384] = | -54
offset[385] = | -54
offset[386] = | -52
offset[387] = | -59
offset[388] = | -51
offset[389] = | -54
offset[390] = | -50
offset[391] = | -59
offset[392] = | -49
offset[393] = | -55
offset[394] = | -49
offset[395] = | -60
offset[396] = | -48
offset[397] = | -55
offset[398] = | -49
offset[399] = | -62
offset[400] = | -46
offset[401] = | -58
offset[402] = | -49
offset[403] = | -65
offset[404] = | -48
offset[405] = | -60
offset[406] = | -49
offset[407] = | -66
offset[408] = | -46
offset[409] = | -63
offset[410] = | -50
offset[411] = | -68
offset[412] = | -52
offset[413] = | -64
offset[414] = | -52
offset[415] = | -75
offset[416] = | -66
offset[417] = | -69
offset[418] = | -73
offset[419] = | -66
offset[420] = | -62
offset[421] = | -68
offset[422] = | -69
offset[423] = | -65
offset[424] = | -60
offset[425] = | -67
offset[426] = | -68
offset[427] = | -65
offset[428] = | -59
offset[429] = | -67
offset[430] = | -69
offset[431] = | -66
offset[432] = | -56
offset[433] = | -69
offset[434] = | -67
offset[435] = | -68
offset[436] = | -57
offset[437] = | -69
offset[438] = | -66
offset[439] = | -69
offset[440] = | -54
offset[441] = | -71
offset[442] = | -66
offset[443] = | -70
offset[444] = | -60
offset[445] = | -73
offset[446] = | -69
offset[447] = | -77
offset[448] = | -56
offset[449] = | -54
offset[450] = | -52
offset[451] = | -59
offset[452] = | -53
offset[453] = | -54
offset[454] = | -51
offset[455] = | -60
offset[456] = | -50
offset[457] = | -56
offset[458] = | -51
offset[459] = | -61
offset[460] = | -49
offset[461] = | -56
offset[462] = | -50
offset[463] = | -63
offset[464] = | -47
offset[465] = | -58
offset[466] = | -50
offset[467] = | -65
offset[468] = | -48
offset[469] = | -59
offset[470] = | -51
offset[471] = | -66
offset[472] = | -47
offset[473] = | -62
offset[474] = | -52
offset[475] = | -68
offset[476] = | -54
offset[477] = | -66
offset[478] = | -53
offset[479] = | -76
offset[480] = | -69
offset[481] = | -71
offset[482] = | -73
offset[483] = | -69
offset[484] = | -66
offset[485] = | -69
offset[486] = | -72
offset[487] = | -68
offset[488] = | -62
offset[489] = | -69
offset[490] = | -71
offset[491] = | -67
offset[492] = | -61
offset[493] = | -69
offset[494] = | -70
offset[495] = | -68
offset[496] = | -58
offset[497] = | -70
offset[498] = | -68
offset[499] = | -70
offset[500] = | -58
offset[501] = | -70
offset[502] = | -68
offset[503] = | -69
offset[504] = | -56
offset[505] = | -71
offset[506] = | -68
offset[507] = | -71
offset[508] = | -62
offset[509] = | -74
offset[510] = | -69
offset[511] = | -79
offset[512] = | -54
offset[513] = | -55
offset[514] = | -53
offset[515] = | -60
offset[516] = | -52
offset[517] = | -55
offset[518] = | -53
offset[519] = | -61
offset[520] = | -51
offset[521] = | -57
offset[522] = | -54
offset[523] = | -63
offset[524] = | -50
offset[525] = | -57
offset[526] = | -53
offset[527] = | -64
offset[528] = | -49
offset[529] = | -59
offset[530] = | -51
offset[531] = | -65
offset[532] = | -50
offset[533] = | -60
offset[534] = | -53
offset[535] = | -66
offset[536] = | -49
offset[537] = | -63
offset[538] = | -54
offset[539] = | -71
offset[540] = | -55
offset[541] = | -66
offset[542] = | -55
offset[543] = | -76
offset[544] = | -69
offset[545] = | -73
offset[546] = | -76
offset[547] = | -70
offset[548] = | -66
offset[549] = | -71
offset[550] = | -75
offset[551] = | -69
offset[552] = | -65
offset[553] = | -72
offset[554] = | -74
offset[555] = | -71
offset[556] = | -63
offset[557] = | -71
offset[558] = | -71
offset[559] = | -71
offset[560] = | -60
offset[561] = | -71
offset[562] = | -70
offset[563] = | -70
offset[564] = | -61
offset[565] = | -71
offset[566] = | -70
offset[567] = | -70
offset[568] = | -59
offset[569] = | -74
offset[570] = | -70
offset[571] = | -75
offset[572] = | -63
offset[573] = | -76
offset[574] = | -70
offset[575] = | -80
offset[576] = | -62
offset[577] = | -57
offset[578] = | -58
offset[579] = | -62
offset[580] = | -59
offset[581] = | -57
offset[582] = | -56
offset[583] = | -62
offset[584] = | -56
offset[585] = | -59
offset[586] = | -54
offset[587] = | -64
offset[588] = | -55
offset[589] = | -60
offset[590] = | -54
offset[591] = | -65
offset[592] = | -52
offset[593] = | -61
offset[594] = | -54
offset[595] = | -67
offset[596] = | -53
offset[597] = | -62
offset[598] = | -54
offset[599] = | -68
offset[600] = | -53
offset[601] = | -64
offset[602] = | -56
offset[603] = | -71
offset[604] = | -55
offset[605] = | -67
offset[606] = | -56
offset[607] = | -75
offset[608] = | -77
offset[609] = | -77
offset[610] = | -83
offset[611] = | -74
offset[612] = | -74
offset[613] = | -74
offset[614] = | -79
offset[615] = | -73
offset[616] = | -70
offset[617] = | -74
offset[618] = | -76
offset[619] = | -73
offset[620] = | -68
offset[621] = | -74
offset[622] = | -75
offset[623] = | -73
offset[624] = | -64
offset[625] = | -75
offset[626] = | -74
offset[627] = | -73
offset[628] = | -64
offset[629] = | -74
offset[630] = | -73
offset[631] = | -74
offset[632] = | -63
offset[633] = | -76
offset[634] = | -74
offset[635] = | -75
offset[636] = | -64
offset[637] = | -78
offset[638] = | -74
offset[639] = | -80
offset[640] = | -66
offset[641] = | -58
offset[642] = | -61
offset[643] = | -65
offset[644] = | -61
offset[645] = | -59
offset[646] = | -57
offset[647] = | -64
offset[648] = | -57
offset[649] = | -60
offset[650] = | -56
offset[651] = | -66
offset[652] = | -55
offset[653] = | -60
offset[654] = | -56
offset[655] = | -67
offset[656] = | -55
offset[657] = | -63
offset[658] = | -57
offset[659] = | -69
offset[660] = | -54
offset[661] = | -63
offset[662] = | -56
offset[663] = | -69
offset[664] = | -54
offset[665] = | -64
offset[666] = | -57
offset[667] = | -72
offset[668] = | -59
offset[669] = | -67
offset[670] = | -58
offset[671] = | -77
offset[672] = | -82
offset[673] = | -80
offset[674] = | -86
offset[675] = | -78
offset[676] = | -77
offset[677] = | -78
offset[678] = | -81
offset[679] = | -76
offset[680] = | -73
offset[681] = | -78
offset[682] = | -79
offset[683] = | -76
offset[684] = | -69
offset[685] = | -76
offset[686] = | -78
offset[687] = | -75
offset[688] = | -68
offset[689] = | -78
offset[690] = | -78
offset[691] = | -76
offset[692] = | -67
offset[693] = | -76
offset[694] = | -77
offset[695] = | -76
offset[696] = | -66
offset[697] = | -78
offset[698] = | -77
offset[699] = | -77
offset[700] = | -70
offset[701] = | -80
offset[702] = | -77
offset[703] = | -84
offset[704] = | -67
offset[705] = | -60
offset[706] = | -65
offset[707] = | -66
offset[708] = | -62
offset[709] = | -61
offset[710] = | -63
offset[711] = | -68
offset[712] = | -62
offset[713] = | -62
offset[714] = | -62
offset[715] = | -67
offset[716] = | -60
offset[717] = | -64
offset[718] = | -61
offset[719] = | -70
offset[720] = | -57
offset[721] = | -65
offset[722] = | -59
offset[723] = | -69
offset[724] = | -56
offset[725] = | -65
offset[726] = | -59
offset[727] = | -71
offset[728] = | -58
offset[729] = | -67
offset[730] = | -62
offset[731] = | -74
offset[732] = | -63
offset[733] = | -69
offset[734] = | -63
offset[735] = | -78
offset[736] = | -94
offset[737] = | -91
offset[738] = | -100
offset[739] = | -88
offset[740] = | -88
offset[741] = | -88
offset[742] = | -95
offset[743] = | -87
offset[744] = | -85
offset[745] = | -87
offset[746] = | -92
offset[747] = | -86
offset[748] = | -82
offset[749] = | -88
offset[750] = | -90
offset[751] = | -88
offset[752] = | -78
offset[753] = | -87
offset[754] = | -88
offset[755] = | -84
offset[756] = | -77
offset[757] = | -87
offset[758] = | -87
offset[759] = | -86
offset[760] = | -76
offset[761] = | -89
offset[762] = | -87
offset[763] = | -90
offset[764] = | -80
offset[765] = | -90
offset[766] = | -87
offset[767] = | -93
kta[0] = | 0.00671387
kta[1] = | 0.00646973
kta[2] = | 0.00720215
kta[3] = | 0.00598145
kta[4] = | 0.00671387
kta[5] = | 0.00598145
kta[6] = | 0.00671387
kta[7] = | 0.00598145
kta[8] = | 0.00671387
kta[9] = | 0.00598145
kta[10] = | 0.00671387
kta[11] = | 0.00598145
kta[12] = | 0.00671387
kta[13] = | 0.00598145
kta[14] = | 0.00671387
kta[15] = | 0.00598145
kta[16] = | 0.00671387
kta[17] = | 0.00598145
kta[18] = | 0.00720215
kta[19] = | 0.00598145
kta[20] = | 0.00671387
kta[21] = | 0.00646973
kta[22] = | 0.00720215
kta[23] = | 0.00598145
kta[24] = | 0.00720215
kta[25] = | 0.00646973
kta[26] = | 0.00720215
kta[27] = | 0.00646973
kta[28] = | 0.00720215
kta[29] = | 0.00646973
kta[30] = | 0.00720215
kta[31] = | 0.00646973
kta[32] = | 0.00683594
kta[33] = | 0.00585938
kta[34] = | 0.00585938
kta[35] = | 0.00634766
kta[36] = | 0.00683594
kta[37] = | 0.00585938
kta[38] = | 0.00585938
kta[39] = | 0.00634766
kta[40] = | 0.00683594
kta[41] = | 0.00585938
kta[42] = | 0.00585938
kta[43] = | 0.00634766
kta[44] = | 0.00683594
kta[45] = | 0.00585938
kta[46] = | 0.00585938
kta[47] = | 0.00634766
kta[48] = | 0.00732422
kta[49] = | 0.00585938
kta[50] = | 0.00634766
kta[51] = | 0.00634766
kta[52] = | 0.00732422
kta[53] = | 0.00634766
kta[54] = | 0.00634766
kta[55] = | 0.00634766
kta[56] = | 0.00732422
kta[57] = | 0.00634766
kta[58] = | 0.00634766
kta[59] = | 0.00634766
kta[60] = | 0.00732422
kta[61] = | 0.00634766
kta[62] = | 0.00683594
kta[63] = | 0.00683594
kta[64] = | 0.00671387
kta[65] = | 0.00646973
kta[66] = | 0.00671387
kta[67] = | 0.00598145
kta[68] = | 0.00671387
kta[69] = | 0.00646973
kta[70] = | 0.00720215
kta[71] = | 0.00598145
kta[72] = | 0.00769043
kta[73] = | 0.00598145
kta[74] = | 0.00671387
kta[75] = | 0.00598145
kta[76] = | 0.00671387
kta[77] = | 0.00598145
kta[78] = | 0.00671387
kta[79] = | 0.00598145
kta[80] = | 0.00720215
kta[81] = | 0.00646973
kta[82] = | 0.00720215
kta[83] = | 0.00598145
kta[84] = | 0.00720215
kta[85] = | 0.00646973
kta[86] = | 0.00720215
kta[87] = | 0.00598145
kta[88] = | 0.00720215
kta[89] = | 0.00646973
kta[90] = | 0.00720215
kta[91] = | 0.00646973
kta[92] = | 0.00720215
kta[93] = | 0.00646973
kta[94] = | 0.00769043
kta[95] = | 0.00646973
kta[96] = | 0.00683594
kta[97] = | 0.00585938
kta[98] = | 0.00585938
kta[99] = | 0.00634766
kta[100] = | 0.00683594
kta[101] = | 0.00634766
kta[102] = | 0.00585938
kta[103] = | 0.00634766
kta[104] = | 0.00683594
kta[105] = | 0.00585938
kta[106] = | 0.00634766
kta[107] = | 0.00634766
kta[108] = | 0.00683594
kta[109] = | 0.00585938
kta[110] = | 0.00634766
kta[111] = | 0.00634766
kta[112] = | 0.00732422
kta[113] = | 0.00585938
kta[114] = | 0.00634766
kta[115] = | 0.00683594
kta[116] = | 0.00732422
kta[117] = | 0.00585938
kta[118] = | 0.00634766
kta[119] = | 0.00634766
kta[120] = | 0.00732422
kta[121] = | 0.00634766
kta[122] = | 0.00634766
kta[123] = | 0.00683594
kta[124] = | 0.00732422
kta[125] = | 0.00634766
kta[126] = | 0.00683594
kta[127] = | 0.00634766
kta[128] = | 0.00671387
kta[129] = | 0.00646973
kta[130] = | 0.00720215
kta[131] = | 0.00598145
kta[132] = | 0.00671387
kta[133] = | 0.00646973
kta[134] = | 0.00720215
kta[135] = | 0.00598145
kta[136] = | 0.00720215
kta[137] = | 0.00646973
kta[138] = | 0.00671387
kta[139] = | 0.00598145
kta[140] = | 0.00720215
kta[141] = | 0.00646973
kta[142] = | 0.00671387
kta[143] = | 0.00646973
kta[144] = | 0.00720215
kta[145] = | 0.00646973
kta[146] = | 0.00720215
kta[147] = | 0.00598145
kta[148] = | 0.00769043
kta[149] = | 0.00646973
kta[150] = | 0.00720215
kta[151] = | 0.00646973
kta[152] = | 0.00769043
kta[153] = | 0.00646973
kta[154] = | 0.00720215
kta[155] = | 0.00646973
kta[156] = | 0.00671387
kta[157] = | 0.00695801
kta[158] = | 0.00769043
kta[159] = | 0.00646973
kta[160] = | 0.00683594
kta[161] = | 0.00585938
kta[162] = | 0.00634766
kta[163] = | 0.00634766
kta[164] = | 0.00683594
kta[165] = | 0.00585938
kta[166] = | 0.00585938
kta[167] = | 0.00634766
kta[168] = | 0.00732422
kta[169] = | 0.00585938
kta[170] = | 0.00634766
kta[171] = | 0.00634766
kta[172] = | 0.00683594
kta[173] = | 0.00634766
kta[174] = | 0.00585938
kta[175] = | 0.00634766
kta[176] = | 0.00781250
kta[177] = | 0.00585938
kta[178] = | 0.00634766
kta[179] = | 0.00634766
kta[180] = | 0.00781250
kta[181] = | 0.00634766
kta[182] = | 0.00634766
kta[183] = | 0.00683594
kta[184] = | 0.00732422
kta[185] = | 0.00634766
kta[186] = | 0.00634766
kta[187] = | 0.00634766
kta[188] = | 0.00683594
kta[189] = | 0.00634766
kta[190] = | 0.00683594
kta[191] = | 0.00634766
kta[192] = | 0.00671387
kta[193] = | 0.00646973
kta[194] = | 0.00720215
kta[195] = | 0.00646973
kta[196] = | 0.00671387
kta[197] = | 0.00646973
kta[198] = | 0.00720215
kta[199] = | 0.00598145
kta[200] = | 0.00720215
kta[201] = | 0.00646973
kta[202] = | 0.00671387
kta[203] = | 0.00598145
kta[204] = | 0.00720215
kta[205] = | 0.00646973
kta[206] = | 0.00720215
kta[207] = | 0.00598145
kta[208] = | 0.00720215
kta[209] = | 0.00646973
kta[210] = | 0.00720215
kta[211] = | 0.00646973
kta[212] = | 0.00720215
kta[213] = | 0.00646973
kta[214] = | 0.00769043
kta[215] = | 0.00646973
kta[216] = | 0.00720215
kta[217] = | 0.00646973
kta[218] = | 0.00769043
kta[219] = | 0.00646973
kta[220] = | 0.00720215
kta[221] = | 0.00695801
kta[222] = | 0.00769043
kta[223] = | 0.00646973
kta[224] = | 0.00683594
kta[225] = | 0.00585938
kta[226] = | 0.00585938
kta[227] = | 0.00634766
kta[228] = | 0.00683594
kta[229] = | 0.00634766
kta[230] = | 0.00634766
kta[231] = | 0.00634766
kta[232] = | 0.00683594
kta[233] = | 0.00585938
kta[234] = | 0.00585938
kta[235] = | 0.00634766
kta[236] = | 0.00683594
kta[237] = | 0.00634766
kta[238] = | 0.00634766
kta[239] = | 0.00634766
kta[240] = | 0.00732422
kta[241] = | 0.00634766
kta[242] = | 0.00634766
kta[243] = | 0.00634766
kta[244] = | 0.00732422
kta[245] = | 0.00634766
kta[246] = | 0.00634766
kta[247] = | 0.00634766
kta[248] = | 0.00732422
kta[249] = | 0.00634766
kta[250] = | 0.00634766
kta[251] = | 0.00683594
kta[252] = | 0.00781250
kta[253] = | 0.00634766
kta[254] = | 0.00683594
kta[255] = | 0.00683594
kta[256] = | 0.00671387
kta[257] = | 0.00695801
kta[258] = | 0.00720215
kta[259] = | 0.00598145
kta[260] = | 0.00671387
kta[261] = | 0.00646973
kta[262] = | 0.00720215
kta[263] = | 0.00646973
kta[264] = | 0.00720215
kta[265] = | 0.00646973
kta[266] = | 0.00720215
kta[267] = | 0.00598145
kta[268] = | 0.00720215
kta[269] = | 0.00646973
kta[270] = | 0.00720215
kta[271] = | 0.00598145
kta[272] = | 0.00720215
kta[273] = | 0.00646973
kta[274] = | 0.00720215
kta[275] = | 0.00598145
kta[276] = | 0.00720215
kta[277] = | 0.00646973
kta[278] = | 0.00720215
kta[279] = | 0.00646973
kta[280] = | 0.00769043
kta[281] = | 0.00646973
kta[282] = | 0.00720215
kta[283] = | 0.00646973
kta[284] = | 0.00720215
kta[285] = | 0.00646973
kta[286] = | 0.00769043
kta[287] = | 0.00646973
kta[288] = | 0.00683594
kta[289] = | 0.00634766
kta[290] = | 0.00634766
kta[291] = | 0.00634766
kta[292] = | 0.00732422
kta[293] = | 0.00634766
kta[294] = | 0.00634766
kta[295] = | 0.00634766
kta[296] = | 0.00732422
kta[297] = | 0.00634766
kta[298] = | 0.00634766
kta[299] = | 0.00634766
kta[300] = | 0.00732422
kta[301] = | 0.00634766
kta[302] = | 0.00634766
kta[303] = | 0.00634766
kta[304] = | 0.00732422
kta[305] = | 0.00634766
kta[306] = | 0.00585938
kta[307] = | 0.00634766
kta[308] = | 0.00732422
kta[309] = | 0.00634766
kta[310] = | 0.00634766
kta[311] = | 0.00683594
kta[312] = | 0.00781250
kta[313] = | 0.00634766
kta[314] = | 0.00634766
kta[315] = | 0.00683594
kta[316] = | 0.00732422
kta[317] = | 0.00634766
kta[318] = | 0.00683594
kta[319] = | 0.00683594
kta[320] = | 0.00720215
kta[321] = | 0.00646973
kta[322] = | 0.00720215
kta[323] = | 0.00646973
kta[324] = | 0.00720215
kta[325] = | 0.00646973
kta[326] = | 0.00720215
kta[327] = | 0.00598145
kta[328] = | 0.00720215
kta[329] = | 0.00695801
kta[330] = | 0.00671387
kta[331] = | 0.00598145
kta[332] = | 0.00769043
kta[333] = | 0.00646973
kta[334] = | 0.00720215
kta[335] = | 0.00646973
kta[336] = | 0.00769043
kta[337] = | 0.00646973
kta[338] = | 0.00720215
kta[339] = | 0.00646973
kta[340] = | 0.00769043
kta[341] = | 0.00646973
kta[342] = | 0.00769043
kta[343] = | 0.00646973
kta[344] = | 0.00769043
kta[345] = | 0.00695801
kta[346] = | 0.00720215
kta[347] = | 0.00646973
kta[348] = | 0.00720215
kta[349] = | 0.00695801
kta[350] = | 0.00769043
kta[351] = | 0.00646973
kta[352] = | 0.00732422
kta[353] = | 0.00585938
kta[354] = | 0.00634766
kta[355] = | 0.00683594
kta[356] = | 0.00732422
kta[357] = | 0.00634766
kta[358] = | 0.00634766
kta[359] = | 0.00683594
kta[360] = | 0.00732422
kta[361] = | 0.00683594
kta[362] = | 0.00634766
kta[363] = | 0.00634766
kta[364] = | 0.00732422
kta[365] = | 0.00634766
kta[366] = | 0.00634766
kta[367] = | 0.00634766
kta[368] = | 0.00732422
kta[369] = | 0.00634766
kta[370] = | 0.00634766
kta[371] = | 0.00634766
kta[372] = | 0.00732422
kta[373] = | 0.00634766
kta[374] = | 0.00634766
kta[375] = | 0.00634766
kta[376] = | 0.00781250
kta[377] = | 0.00634766
kta[378] = | 0.00634766
kta[379] = | 0.00683594
kta[380] = | 0.00732422
kta[381] = | 0.00634766
kta[382] = | 0.00634766
kta[383] = | 0.00683594
kta[384] = | 0.00720215
kta[385] = | 0.00646973
kta[386] = | 0.00720215
kta[387] = | 0.00646973
kta[388] = | 0.00671387
kta[389] = | 0.00695801
kta[390] = | 0.00720215
kta[391] = | 0.00646973
kta[392] = | 0.00720215
kta[393] = | 0.00646973
kta[394] = | 0.00720215
kta[395] = | 0.00598145
kta[396] = | 0.00720215
kta[397] = | 0.00646973
kta[398] = | 0.00720215
kta[399] = | 0.00646973
kta[400] = | 0.00720215
kta[401] = | 0.00646973
kta[402] = | 0.00720215
kta[403] = | 0.00598145
kta[404] = | 0.00720215
kta[405] = | 0.00646973
kta[406] = | 0.00769043
kta[407] = | 0.00646973
kta[408] = | 0.00769043
kta[409] = | 0.00695801
kta[410] = | 0.00769043
kta[411] = | 0.00646973
kta[412] = | 0.00769043
kta[413] = | 0.00695801
kta[414] = | 0.00769043
kta[415] = | 0.00646973
kta[416] = | 0.00732422
kta[417] = | 0.00634766
kta[418] = | 0.00634766
kta[419] = | 0.00634766
kta[420] = | 0.00732422
kta[421] = | 0.00634766
kta[422] = | 0.00634766
kta[423] = | 0.00683594
kta[424] = | 0.00683594
kta[425] = | 0.00634766
kta[426] = | 0.00634766
kta[427] = | 0.00634766
kta[428] = | 0.00732422
kta[429] = | 0.00634766
kta[430] = | 0.00634766
kta[431] = | 0.00634766
kta[432] = | 0.00732422
kta[433] = | 0.00634766
kta[434] = | 0.00634766
kta[435] = | 0.00634766
kta[436] = | 0.00732422
kta[437] = | 0.00634766
kta[438] = | 0.00634766
kta[439] = | 0.00683594
kta[440] = | 0.00781250
kta[441] = | 0.00634766
kta[442] = | 0.00683594
kta[443] = | 0.00683594
kta[444] = | 0.00732422
kta[445] = | 0.00634766
kta[446] = | 0.00683594
kta[447] = | 0.00683594
kta[448] = | 0.00720215
kta[449] = | 0.00695801
kta[450] = | 0.00720215
kta[451] = | 0.00646973
kta[452] = | 0.00720215
kta[453] = | 0.00646973
kta[454] = | 0.00720215
kta[455] = | 0.00646973
kta[456] = | 0.00720215
kta[457] = | 0.00646973
kta[458] = | 0.00720215
kta[459] = | 0.00646973
kta[460] = | 0.00720215
kta[461] = | 0.00695801
kta[462] = | 0.00720215
kta[463] = | 0.00646973
kta[464] = | 0.00769043
kta[465] = | 0.00695801
kta[466] = | 0.00720215
kta[467] = | 0.00598145
kta[468] = | 0.00769043
kta[469] = | 0.00695801
kta[470] = | 0.00769043
kta[471] = | 0.00646973
kta[472] = | 0.00769043
kta[473] = | 0.00695801
kta[474] = | 0.00769043
kta[475] = | 0.00646973
kta[476] = | 0.00720215
kta[477] = | 0.00695801
kta[478] = | 0.00769043
kta[479] = | 0.00646973
kta[480] = | 0.00732422
kta[481] = | 0.00634766
kta[482] = | 0.00634766
kta[483] = | 0.00683594
kta[484] = | 0.00732422
kta[485] = | 0.00634766
kta[486] = | 0.00634766
kta[487] = | 0.00634766
kta[488] = | 0.00732422
kta[489] = | 0.00634766
kta[490] = | 0.00634766
kta[491] = | 0.00634766
kta[492] = | 0.00732422
kta[493] = | 0.00634766
kta[494] = | 0.00634766
kta[495] = | 0.00634766
kta[496] = | 0.00732422
kta[497] = | 0.00634766
kta[498] = | 0.00634766
kta[499] = | 0.00634766
kta[500] = | 0.00732422
kta[501] = | 0.00634766
kta[502] = | 0.00683594
kta[503] = | 0.00634766
kta[504] = | 0.00781250
kta[505] = | 0.00634766
kta[506] = | 0.00634766
kta[507] = | 0.00683594
kta[508] = | 0.00732422
kta[509] = | 0.00634766
kta[510] = | 0.00683594
kta[511] = | 0.00634766
kta[512] = | 0.00769043
kta[513] = | 0.00695801
kta[514] = | 0.00720215
kta[515] = | 0.00646973
kta[516] = | 0.00720215
kta[517] = | 0.00695801
kta[518] = | 0.00720215
kta[519] = | 0.00646973
kta[520] = | 0.00720215
kta[521] = | 0.00695801
kta[522] = | 0.00720215
kta[523] = | 0.00598145
kta[524] = | 0.00720215
kta[525] = | 0.00695801
kta[526] = | 0.00720215
kta[527] = | 0.00646973
kta[528] = | 0.00720215
kta[529] = | 0.00695801
kta[530] = | 0.00720215
kta[531] = | 0.00646973
kta[532] = | 0.00769043
kta[533] = | 0.00695801
kta[534] = | 0.00720215
kta[535] = | 0.00646973
kta[536] = | 0.00769043
kta[537] = | 0.00646973
kta[538] = | 0.00720215
kta[539] = | 0.00646973
kta[540] = | 0.00720215
kta[541] = | 0.00695801
kta[542] = | 0.00720215
kta[543] = | 0.00695801
kta[544] = | 0.00732422
kta[545] = | 0.00634766
kta[546] = | 0.00634766
kta[547] = | 0.00683594
kta[548] = | 0.00732422
kta[549] = | 0.00634766
kta[550] = | 0.00634766
kta[551] = | 0.00683594
kta[552] = | 0.00732422
kta[553] = | 0.00585938
kta[554] = | 0.00634766
kta[555] = | 0.00634766
kta[556] = | 0.00732422
kta[557] = | 0.00634766
kta[558] = | 0.00634766
kta[559] = | 0.00634766
kta[560] = | 0.00732422
kta[561] = | 0.00634766
kta[562] = | 0.00634766
kta[563] = | 0.00683594
kta[564] = | 0.00732422
kta[565] = | 0.00634766
kta[566] = | 0.00634766
kta[567] = | 0.00683594
kta[568] = | 0.00781250
kta[569] = | 0.00634766
kta[570] = | 0.00683594
kta[571] = | 0.00634766
kta[572] = | 0.00732422
kta[573] = | 0.00634766
kta[574] = | 0.00683594
kta[575] = | 0.00634766
kta[576] = | 0.00720215
kta[577] = | 0.00695801
kta[578] = | 0.00720215
kta[579] = | 0.00646973
kta[580] = | 0.00720215
kta[581] = | 0.00695801
kta[582] = | 0.00720215
kta[583] = | 0.00646973
kta[584] = | 0.00720215
kta[585] = | 0.00646973
kta[586] = | 0.00720215
kta[587] = | 0.00646973
kta[588] = | 0.00720215
kta[589] = | 0.00646973
kta[590] = | 0.00720215
kta[591] = | 0.00646973
kta[592] = | 0.00769043
kta[593] = | 0.00695801
kta[594] = | 0.00720215
kta[595] = | 0.00646973
kta[596] = | 0.00720215
kta[597] = | 0.00695801
kta[598] = | 0.00769043
kta[599] = | 0.00646973
kta[600] = | 0.00769043
kta[601] = | 0.00695801
kta[602] = | 0.00769043
kta[603] = | 0.00646973
kta[604] = | 0.00720215
kta[605] = | 0.00695801
kta[606] = | 0.00769043
kta[607] = | 0.00646973
kta[608] = | 0.00732422
kta[609] = | 0.00634766
kta[610] = | 0.00634766
kta[611] = | 0.00683594
kta[612] = | 0.00683594
kta[613] = | 0.00634766
kta[614] = | 0.00634766
kta[615] = | 0.00683594
kta[616] = | 0.00683594
kta[617] = | 0.00634766
kta[618] = | 0.00634766
kta[619] = | 0.00683594
kta[620] = | 0.00683594
kta[621] = | 0.00634766
kta[622] = | 0.00634766
kta[623] = | 0.00683594
kta[624] = | 0.00732422
kta[625] = | 0.00634766
kta[626] = | 0.00634766
kta[627] = | 0.00634766
kta[628] = | 0.00732422
kta[629] = | 0.00634766
kta[630] = | 0.00634766
kta[631] = | 0.00634766
kta[632] = | 0.00732422
kta[633] = | 0.00634766
kta[634] = | 0.00634766
kta[635] = | 0.00634766
kta[636] = | 0.00732422
kta[637] = | 0.00634766
kta[638] = | 0.00683594
kta[639] = | 0.00683594
kta[640] = | 0.00720215
kta[641] = | 0.00695801
kta[642] = | 0.00720215
kta[643] = | 0.00646973
kta[644] = | 0.00671387
kta[645] = | 0.00695801
kta[646] = | 0.00769043
kta[647] = | 0.00646973
kta[648] = | 0.00720215
kta[649] = | 0.00695801
kta[650] = | 0.00720215
kta[651] = | 0.00646973
kta[652] = | 0.00671387
kta[653] = | 0.00695801
kta[654] = | 0.00720215
kta[655] = | 0.00646973
kta[656] = | 0.00720215
kta[657] = | 0.00646973
kta[658] = | 0.00720215
kta[659] = | 0.00646973
kta[660] = | 0.00720215
kta[661] = | 0.00695801
kta[662] = | 0.00720215
kta[663] = | 0.00646973
kta[664] = | 0.00720215
kta[665] = | 0.00695801
kta[666] = | 0.00720215
kta[667] = | 0.00646973
kta[668] = | 0.00720215
kta[669] = | 0.00695801
kta[670] = | 0.00769043
kta[671] = | 0.00646973
kta[672] = | 0.00732422
kta[673] = | 0.00634766
kta[674] = | 0.00634766
kta[675] = | 0.00683594
kta[676] = | 0.00683594
kta[677] = | 0.00634766
kta[678] = | 0.00634766
kta[679] = | 0.00683594
kta[680] = | 0.00732422
kta[681] = | 0.00634766
kta[682] = | 0.00634766
kta[683] = | 0.00634766
kta[684] = | 0.00683594
kta[685] = | 0.00634766
kta[686] = | 0.00634766
kta[687] = | 0.00683594
kta[688] = | 0.00732422
kta[689] = | 0.00634766
kta[690] = | 0.00634766
kta[691] = | 0.00634766
kta[692] = | 0.00732422
kta[693] = | 0.00634766
kta[694] = | 0.00634766
kta[695] = | 0.00683594
kta[696] = | 0.00732422
kta[697] = | 0.00634766
kta[698] = | 0.00634766
kta[699] = | 0.00634766
kta[700] = | 0.00732422
kta[701] = | 0.00634766
kta[702] = | 0.00683594
kta[703] = | 0.00634766
kta[704] = | 0.00720215
kta[705] = | 0.00695801
kta[706] = | 0.00720215
kta[707] = | 0.00646973
kta[708] = | 0.00769043
kta[709] = | 0.00695801
kta[710] = | 0.00720215
kta[711] = | 0.00646973
kta[712] = | 0.00671387
kta[713] = | 0.00646973
kta[714] = | 0.00671387
kta[715] = | 0.00646973
kta[716] = | 0.00671387
kta[717] = | 0.00695801
kta[718] = | 0.00671387
kta[719] = | 0.00646973
kta[720] = | 0.00720215
kta[721] = | 0.00695801
kta[722] = | 0.00720215
kta[723] = | 0.00646973
kta[724] = | 0.00720215
kta[725] = | 0.00695801
kta[726] = | 0.00720215
kta[727] = | 0.00646973
kta[728] = | 0.00720215
kta[729] = | 0.00695801
kta[730] = | 0.00720215
kta[731] = | 0.00646973
kta[732] = | 0.00671387
kta[733] = | 0.00695801
kta[734] = | 0.00671387
kta[735] = | 0.00646973
kta[736] = | 0.00683594
kta[737] = | 0.00634766
kta[738] = | 0.00634766
kta[739] = | 0.00683594
kta[740] = | 0.00683594
kta[741] = | 0.00634766
kta[742] = | 0.00634766
kta[743] = | 0.00634766
kta[744] = | 0.00683594
kta[745] = | 0.00634766
kta[746] = | 0.00634766
kta[747] = | 0.00634766
kta[748] = | 0.00683594
kta[749] = | 0.00634766
kta[750] = | 0.00634766
kta[751] = | 0.00634766
kta[752] = | 0.00683594
kta[753] = | 0.00634766
kta[754] = | 0.00634766
kta[755] = | 0.00634766
kta[756] = | 0.00732422
kta[757] = | 0.00634766
kta[758] = | 0.00634766
kta[759] = | 0.00634766
kta[760] = | 0.00732422
kta[761] = | 0.00634766
kta[762] = | 0.00634766
kta[763] = | 0.00634766
kta[764] = | 0.00683594
kta[765] = | 0.00634766
kta[766] = | 0.00634766
kta[767] = | 0.00634766
kv[0] = | 0.43750000
kv[1] = | 0.37500000
kv[2] = | 0.43750000
kv[3] = | 0.37500000
kv[4] = | 0.43750000
kv[5] = | 0.37500000
kv[6] = | 0.43750000
kv[7] = | 0.37500000
kv[8] = | 0.43750000
kv[9] = | 0.37500000
kv[10] = | 0.43750000
kv[11] = | 0.37500000
kv[12] = | 0.43750000
kv[13] = | 0.37500000
kv[14] = | 0.43750000
kv[15] = | 0.37500000
kv[16] = | 0.43750000
kv[17] = | 0.37500000
kv[18] = | 0.43750000
kv[19] = | 0.37500000
kv[20] = | 0.43750000
kv[21] = | 0.37500000
kv[22] = | 0.43750000
kv[23] = | 0.37500000
kv[24] = | 0.43750000
kv[25] = | 0.37500000
kv[26] = | 0.43750000
kv[27] = | 0.37500000
kv[28] = | 0.43750000
kv[29] = | 0.37500000
kv[30] = | 0.43750000
kv[31] = | 0.37500000
kv[32] = | 0.37500000
kv[33] = | 0.37500000
kv[34] = | 0.37500000
kv[35] = | 0.37500000
kv[36] = | 0.37500000
kv[37] = | 0.37500000
kv[38] = | 0.37500000
kv[39] = | 0.37500000
kv[40] = | 0.37500000
kv[41] = | 0.37500000
kv[42] = | 0.37500000
kv[43] = | 0.37500000
kv[44] = | 0.37500000
kv[45] = | 0.37500000
kv[46] = | 0.37500000
kv[47] = | 0.37500000
kv[48] = | 0.37500000
kv[49] = | 0.37500000
kv[50] = | 0.37500000
kv[51] = | 0.37500000
kv[52] = | 0.37500000
kv[53] = | 0.37500000
kv[54] = | 0.37500000
kv[55] = | 0.37500000
kv[56] = | 0.37500000
kv[57] = | 0.37500000
kv[58] = | 0.37500000
kv[59] = | 0.37500000
kv[60] = | 0.37500000
kv[61] = | 0.37500000
kv[62] = | 0.37500000
kv[63] = | 0.37500000
kv[64] = | 0.43750000
kv[65] = | 0.37500000
kv[66] = | 0.43750000
kv[67] = | 0.37500000
kv[68] = | 0.43750000
kv[69] = | 0.37500000
kv[70] = | 0.43750000
kv[71] = | 0.37500000
kv[72] = | 0.43750000
kv[73] = | 0.37500000
kv[74] = | 0.43750000
kv[75] = | 0.37500000
kv[76] = | 0.43750000
kv[77] = | 0.37500000
kv[78] = | 0.43750000
kv[79] = | 0.37500000
kv[80] = | 0.43750000
kv[81] = | 0.37500000
kv[82] = | 0.43750000
kv[83] = | 0.37500000
kv[84] = | 0.43750000
kv[85] = | 0.37500000
kv[86] = | 0.43750000
kv[87] = | 0.37500000
kv[88] = | 0.43750000
kv[89] = | 0.37500000
kv[90] = | 0.43750000
kv[91] = | 0.37500000
kv[92] = | 0.43750000
kv[93] = | 0.37500000
kv[94] = | 0.43750000
kv[95] = | 0.37500000
kv[96] = | 0.37500000
kv[97] = | 0.37500000
kv[98] = | 0.37500000
kv[99] = | 0.37500000
kv[100] = | 0.37500000
kv[101] = | 0.37500000
kv[102] = | 0.37500000
kv[103] = | 0.37500000
kv[104] = | 0.37500000
kv[105] = | 0.37500000
kv[106] = | 0.37500000
kv[107] = | 0.37500000
kv[108] = | 0.37500000
kv[109] = | 0.37500000
kv[110] = | 0.37500000
kv[111] = | 0.37500000
kv[112] = | 0.37500000
kv[113] = | 0.37500000
kv[114] = | 0.37500000
kv[115] = | 0.37500000
kv[116] = | 0.37500000
kv[117] = | 0.37500000
kv[118] = | 0.37500000
kv[119] = | 0.37500000
kv[120] = | 0.37500000
kv[121] = | 0.37500000
kv[122] = | 0.37500000
kv[123] = | 0.37500000
kv[124] = | 0.37500000
kv[125] = | 0.37500000
kv[126] = | 0.37500000
kv[127] = | 0.37500000
kv[128] = | 0.43750000
kv[129] = | 0.37500000
kv[130] = | 0.43750000
kv[131] = | 0.37500000
kv[132] = | 0.43750000
kv[133] = | 0.37500000
kv[134] = | 0.43750000
kv[135] = | 0.37500000
kv[136] = | 0.43750000
kv[137] = | 0.37500000
kv[138] = | 0.43750000
kv[139] = | 0.37500000
kv[140] = | 0.43750000
kv[141] = | 0.37500000
kv[142] = | 0.43750000
kv[143] = | 0.37500000
kv[144] = | 0.43750000
kv[145] = | 0.37500000
kv[146] = | 0.43750000
kv[147] = | 0.37500000
kv[148] = | 0.43750000
kv[149] = | 0.37500000
kv[150] = | 0.43750000
kv[151] = | 0.37500000
kv[152] = | 0.43750000
kv[153] = | 0.37500000
kv[154] = | 0.43750000
kv[155] = | 0.37500000
kv[156] = | 0.43750000
kv[157] = | 0.37500000
kv[158] = | 0.43750000
kv[159] = | 0.37500000
kv[160] = | 0.37500000
kv[161] = | 0.37500000
kv[162] = | 0.37500000
kv[163] = | 0.37500000
kv[164] = | 0.37500000
kv[165] = | 0.37500000
kv[166] = | 0.37500000
kv[167] = | 0.37500000
kv[168] = | 0.37500000
kv[169] = | 0.37500000
kv[170] = | 0.37500000
kv[171] = | 0.37500000
kv[172] = | 0.37500000
kv[173] = | 0.37500000
kv[174] = | 0.37500000
kv[175] = | 0.37500000
kv[176] = | 0.37500000
kv[177] = | 0.37500000
kv[178] = | 0.37500000
kv[179] = | 0.37500000
kv[180] = | 0.37500000
kv[181] = | 0.37500000
kv[182] = | 0.37500000
kv[183] = | 0.37500000
kv[184] = | 0.37500000
kv[185] = | 0.37500000
kv[186] = | 0.37500000
kv[187] = | 0.37500000
kv[188] = | 0.37500000
kv[189] = | 0.37500000
kv[190] = | 0.37500000
kv[191] = | 0.37500000
kv[192] = | 0.43750000
kv[193] = | 0.37500000
kv[194] = | 0.43750000
kv[195] = | 0.37500000
kv[196] = | 0.43750000
kv[197] = | 0.37500000
kv[198] = | 0.43750000
kv[199] = | 0.37500000
kv[200] = | 0.43750000
kv[201] = | 0.37500000
kv[202] = | 0.43750000
kv[203] = | 0.37500000
kv[204] = | 0.43750000
kv[205] = | 0.37500000
kv[206] = | 0.43750000
kv[207] = | 0.37500000
kv[208] = | 0.43750000
kv[209] = | 0.37500000
kv[210] = | 0.43750000
kv[211] = | 0.37500000
kv[212] = | 0.43750000
kv[213] = | 0.37500000
kv[214] = | 0.43750000
kv[215] = | 0.37500000
kv[216] = | 0.43750000
kv[217] = | 0.37500000
kv[218] = | 0.43750000
kv[219] = | 0.37500000
kv[220] = | 0.43750000
kv[221] = | 0.37500000
kv[222] = | 0.43750000
kv[223] = | 0.37500000
kv[224] = | 0.37500000
kv[225] = | 0.37500000
kv[226] = | 0.37500000
kv[227] = | 0.37500000
kv[228] = | 0.37500000
kv[229] = | 0.37500000
kv[230] = | 0.37500000
kv[231] = | 0.37500000
kv[232] = | 0.37500000
kv[233] = | 0.37500000
kv[234] = | 0.37500000
kv[235] = | 0.37500000
kv[236] = | 0.37500000
kv[237] = | 0.37500000
kv[238] = | 0.37500000
kv[239] = | 0.37500000
kv[240] = | 0.37500000
kv[241] = | 0.37500000
kv[242] = | 0.37500000
kv[243] = | 0.37500000
kv[244] = | 0.37500000
kv[245] = | 0.37500000
kv[246] = | 0.37500000
kv[247] = | 0.37500000
kv[248] = | 0.37500000
kv[249] = | 0.37500000
kv[250] = | 0.37500000
kv[251] = | 0.37500000
kv[252] = | 0.37500000
kv[253] = | 0.37500000
kv[254] = | 0.37500000
kv[255] = | 0.37500000
kv[256] = | 0.43750000
kv[257] = | 0.37500000
kv[258] = | 0.43750000
kv[259] = | 0.37500000
kv[260] = | 0.43750000
kv[261] = | 0.37500000
kv[262] = | 0.43750000
kv[263] = | 0.37500000
kv[264] = | 0.43750000
kv[265] = | 0.37500000
kv[266] = | 0.43750000
kv[267] = | 0.37500000
kv[268] = | 0.43750000
kv[269] = | 0.37500000
kv[270] = | 0.43750000
kv[271] = | 0.37500000
kv[272] = | 0.43750000
kv[273] = | 0.37500000
kv[274] = | 0.43750000
kv[275] = | 0.37500000
kv[276] = | 0.43750000
kv[277] = | 0.37500000
kv[278] = | 0.43750000
kv[279] = | 0.37500000
kv[280] = | 0.43750000
kv[281] = | 0.37500000
kv[282] = | 0.43750000
kv[283] = | 0.37500000
kv[284] = | 0.43750000
kv[285] = | 0.37500000
kv[286] = | 0.43750000
kv[287] = | 0.37500000
kv[288] = | 0.37500000
kv[289] = | 0.37500000
kv[290] = | 0.37500000
kv[291] = | 0.37500000
kv[292] = | 0.37500000
kv[293] = | 0.37500000
kv[294] = | 0.37500000
kv[295] = | 0.37500000
kv[296] = | 0.37500000
kv[297] = | 0.37500000
kv[298] = | 0.37500000
kv[299] = | 0.37500000
kv[300] = | 0.37500000
kv[301] = | 0.37500000
kv[302] = | 0.37500000
kv[303] = | 0.37500000
kv[304] = | 0.37500000
kv[305] = | 0.37500000
kv[306] = | 0.37500000
kv[307] = | 0.37500000
kv[308] = | 0.37500000
kv[309] = | 0.37500000
kv[310] = | 0.37500000
kv[311] = | 0.37500000
kv[312] = | 0.37500000
kv[313] = | 0.37500000
kv[314] = | 0.37500000
kv[315] = | 0.37500000
kv[316] = | 0.37500000
kv[317] = | 0.37500000
kv[318] = | 0.37500000
kv[319] = | 0.37500000
kv[320] = | 0.43750000
kv[321] = | 0.37500000
kv[322] = | 0.43750000
kv[323] = | 0.37500000
kv[324] = | 0.43750000
kv[325] = | 0.37500000
kv[326] = | 0.43750000
kv[327] = | 0.37500000
kv[328] = | 0.43750000
kv[329] = | 0.37500000
kv[330] = | 0.43750000
kv[331] = | 0.37500000
kv[332] = | 0.43750000
kv[333] = | 0.37500000
kv[334] = | 0.43750000
kv[335] = | 0.37500000
kv[336] = | 0.43750000
kv[337] = | 0.37500000
kv[338] = | 0.43750000
kv[339] = | 0.37500000
kv[340] = | 0.43750000
kv[341] = | 0.37500000
kv[342] = | 0.43750000
kv[343] = | 0.37500000
kv[344] = | 0.43750000
kv[345] = | 0.37500000
kv[346] = | 0.43750000
kv[347] = | 0.37500000
kv[348] = | 0.43750000
kv[349] = | 0.37500000
kv[350] = | 0.43750000
kv[351] = | 0.37500000
kv[352] = | 0.37500000
kv[353] = | 0.37500000
kv[354] = | 0.37500000
kv[355] = | 0.37500000
kv[356] = | 0.37500000
kv[357] = | 0.37500000
kv[358] = | 0.37500000
kv[359] = | 0.37500000
kv[360] = | 0.37500000
kv[361] = | 0.37500000
kv[362] = | 0.37500000
kv[363] = | 0.37500000
kv[364] = | 0.37500000
kv[365] = | 0.37500000
kv[366] = | 0.37500000
kv[367] = | 0.37500000
kv[368] = | 0.37500000
kv[369] = | 0.37500000
kv[370] = | 0.37500000
kv[371] = | 0.37500000
kv[372] = | 0.37500000
kv[373] = | 0.37500000
kv[374] = | 0.37500000
kv[375] = | 0.37500000
kv[376] = | 0.37500000
kv[377] = | 0.37500000
kv[378] = | 0.37500000
kv[379] = | 0.37500000
kv[380] = | 0.37500000
kv[381] = | 0.37500000
kv[382] = | 0.37500000
kv[383] = | 0.37500000
kv[384] = | 0.43750000
kv[385] = | 0.37500000
kv[386] = | 0.43750000
kv[387] = | 0.37500000
kv[388] = | 0.43750000
kv[389] = | 0.37500000
kv[390] = | 0.43750000
kv[391] = | 0.37500000
kv[392] = | 0.43750000
kv[393] = | 0.37500000
kv[394] = | 0.43750000
kv[395] = | 0.37500000
kv[396] = | 0.43750000
kv[397] = | 0.37500000
kv[398] = | 0.43750000
kv[399] = | 0.37500000
kv[400] = | 0.43750000
kv[401] = | 0.37500000
kv[402] = | 0.43750000
kv[403] = | 0.37500000
kv[404] = | 0.43750000
kv[405] = | 0.37500000
kv[406] = | 0.43750000
kv[407] = | 0.37500000
kv[408] = | 0.43750000
kv[409] = | 0.37500000
kv[410] = | 0.43750000
kv[411] = | 0.37500000
kv[412] = | 0.43750000
kv[413] = | 0.37500000
kv[414] = | 0.43750000
kv[415] = | 0.37500000
kv[416] = | 0.37500000
kv[417] = | 0.37500000
kv[418] = | 0.37500000
kv[419] = | 0.37500000
kv[420] = | 0.37500000
kv[421] = | 0.37500000
kv[422] = | 0.37500000
kv[423] = | 0.37500000
kv[424] = | 0.37500000
kv[425] = | 0.37500000
kv[426] = | 0.37500000
kv[427] = | 0.37500000
kv[428] = | 0.37500000
kv[429] = | 0.37500000
kv[430] = | 0.37500000
kv[431] = | 0.37500000
kv[432] = | 0.37500000
kv[433] = | 0.37500000
kv[434] = | 0.37500000
kv[435] = | 0.37500000
kv[436] = | 0.37500000
kv[437] = | 0.37500000
kv[438] = | 0.37500000
kv[439] = | 0.37500000
kv[440] = | 0.37500000
kv[441] = | 0.37500000
kv[442] = | 0.37500000
kv[443] = | 0.37500000
kv[444] = | 0.37500000
kv[445] = | 0.37500000
kv[446] = | 0.37500000
kv[447] = | 0.37500000
kv[448] = | 0.43750000
kv[449] = | 0.37500000
kv[450] = | 0.43750000
kv[451] = | 0.37500000
kv[452] = | 0.43750000
kv[453] = | 0.37500000
kv[454] = | 0.43750000
kv[455] = | 0.37500000
kv[456] = | 0.43750000
kv[457] = | 0.37500000
kv[458] = | 0.43750000
kv[459] = | 0.37500000
kv[460] = | 0.43750000
kv[461] = | 0.37500000
kv[462] = | 0.43750000
kv[463] = | 0.37500000
kv[464] = | 0.43750000
kv[465] = | 0.37500000
kv[466] = | 0.43750000
kv[467] = | 0.37500000
kv[468] = | 0.43750000
kv[469] = | 0.37500000
kv[470] = | 0.43750000
kv[471] = | 0.37500000
kv[472] = | 0.43750000
kv[473] = | 0.37500000
kv[474] = | 0.43750000
kv[475] = | 0.37500000
kv[476] = | 0.43750000
kv[477] = | 0.37500000
kv[478] = | 0.43750000
kv[479] = | 0.37500000
kv[480] = | 0.37500000
kv[481] = | 0.37500000
kv[482] = | 0.37500000
kv[483] = | 0.37500000
kv[484] = | 0.37500000
kv[485] = | 0.37500000
kv[486] = | 0.37500000
kv[487] = | 0.37500000
kv[488] = | 0.37500000
kv[489] = | 0.37500000
kv[490] = | 0.37500000
kv[491] = | 0.37500000
kv[492] = | 0.37500000
kv[493] = | 0.37500000
kv[494] = | 0.37500000
kv[495] = | 0.37500000
kv[496] = | 0.37500000
kv[497] = | 0.37500000
kv[498] = | 0.37500000
kv[499] = | 0.37500000
kv[500] = | 0.37500000
kv[501] = | 0.37500000
kv[502] = | 0.37500000
kv[503] = | 0.37500000
kv[504] = | 0.37500000
kv[505] = | 0.37500000
kv[506] = | 0.37500000
kv[507] = | 0.37500000
kv[508] = | 0.37500000
kv[509] = | 0.37500000
kv[510] = | 0.37500000
kv[511] = | 0.37500000
kv[512] = | 0.43750000
kv[513] = | 0.37500000
kv[514] = | 0.43750000
kv[515] = | 0.37500000
kv[516] = | 0.43750000
kv[517] = | 0.37500000
kv[518] = | 0.43750000
kv[519] = | 0.37500000
kv[520] = | 0.43750000
kv[521] = | 0.37500000
kv[522] = | 0.43750000
kv[523] = | 0.37500000
kv[524] = | 0.43750000
kv[525] = | 0.37500000
kv[526] = | 0.43750000
kv[527] = | 0.37500000
kv[528] = | 0.43750000
kv[529] = | 0.37500000
kv[530] = | 0.43750000
kv[531] = | 0.37500000
kv[532] = | 0.43750000
kv[533] = | 0.37500000
kv[534] = | 0.43750000
kv[535] = | 0.37500000
kv[536] = | 0.43750000
kv[537] = | 0.37500000
kv[538] = | 0.43750000
kv[539] = | 0.37500000
kv[540] = | 0.43750000
kv[541] = | 0.37500000
kv[542] = | 0.43750000
kv[543] = | 0.37500000
kv[544] = | 0.37500000
kv[545] = | 0.37500000
kv[546] = | 0.37500000
kv[547] = | 0.37500000
kv[548] = | 0.37500000
kv[549] = | 0.37500000
kv[550] = | 0.37500000
kv[551] = | 0.37500000
kv[552] = | 0.37500000
kv[553] = | 0.37500000
kv[554] = | 0.37500000
kv[555] = | 0.37500000
kv[556] = | 0.37500000
kv[557] = | 0.37500000
kv[558] = | 0.37500000
kv[559] = | 0.37500000
kv[560] = | 0.37500000
kv[561] = | 0.37500000
kv[562] = | 0.37500000
kv[563] = | 0.37500000
kv[564] = | 0.37500000
kv[565] = | 0.37500000
kv[566] = | 0.37500000
kv[567] = | 0.37500000
kv[568] = | 0.37500000
kv[569] = | 0.37500000
kv[570] = | 0.37500000
kv[571] = | 0.37500000
kv[572] = | 0.37500000
kv[573] = | 0.37500000
kv[574] = | 0.37500000
kv[575] = | 0.37500000
kv[576] = | 0.43750000
kv[577] = | 0.37500000
kv[578] = | 0.43750000
kv[579] = | 0.37500000
kv[580] = | 0.43750000
kv[581] = | 0.37500000
kv[582] = | 0.43750000
kv[583] = | 0.37500000
kv[584] = | 0.43750000
kv[585] = | 0.37500000
kv[586] = | 0.43750000
kv[587] = | 0.37500000
kv[588] = | 0.43750000
kv[589] = | 0.37500000
kv[590] = | 0.43750000
kv[591] = | 0.37500000
kv[592] = | 0.43750000
kv[593] = | 0.37500000
kv[594] = | 0.43750000
kv[595] = | 0.37500000
kv[596] = | 0.43750000
kv[597] = | 0.37500000
kv[598] = | 0.43750000
kv[599] = | 0.37500000
kv[600] = | 0.43750000
kv[601] = | 0.37500000
kv[602] = | 0.43750000
kv[603] = | 0.37500000
kv[604] = | 0.43750000
kv[605] = | 0.37500000
kv[606] = | 0.43750000
kv[607] = | 0.37500000
kv[608] = | 0.37500000
kv[609] = | 0.37500000
kv[610] = | 0.37500000
kv[611] = | 0.37500000
kv[612] = | 0.37500000
kv[613] = | 0.37500000
kv[614] = | 0.37500000
kv[615] = | 0.37500000
kv[616] = | 0.37500000
kv[617] = | 0.37500000
kv[618] = | 0.37500000
kv[619] = | 0.37500000
kv[620] = | 0.37500000
kv[621] = | 0.37500000
kv[622] = | 0.37500000
kv[623] = | 0.37500000
kv[624] = | 0.37500000
kv[625] = | 0.37500000
kv[626] = | 0.37500000
kv[627] = | 0.37500000
kv[628] = | 0.37500000
kv[629] = | 0.37500000
kv[630] = | 0.37500000
kv[631] = | 0.37500000
kv[632] = | 0.37500000
kv[633] = | 0.37500000
kv[634] = | 0.37500000
kv[635] = | 0.37500000
kv[636] = | 0.37500000
kv[637] = | 0.37500000
kv[638] = | 0.37500000
kv[639] = | 0.37500000
kv[640] = | 0.43750000
kv[641] = | 0.37500000
kv[642] = | 0.43750000
kv[643] = | 0.37500000
kv[644] = | 0.43750000
kv[645] = | 0.37500000
kv[646] = | 0.43750000
kv[647] = | 0.37500000
kv[648] = | 0.43750000
kv[649] = | 0.37500000
kv[650] = | 0.43750000
kv[651] = | 0.37500000
kv[652] = | 0.43750000
kv[653] = | 0.37500000
kv[654] = | 0.43750000
kv[655] = | 0.37500000
kv[656] = | 0.43750000
kv[657] = | 0.37500000
kv[658] = | 0.43750000
kv[659] = | 0.37500000
kv[660] = | 0.43750000
kv[661] = | 0.37500000
kv[662] = | 0.43750000
kv[663] = | 0.37500000
kv[664] = | 0.43750000
kv[665] = | 0.37500000
kv[666] = | 0.43750000
kv[667] = | 0.37500000
kv[668] = | 0.43750000
kv[669] = | 0.37500000
kv[670] = | 0.43750000
kv[671] = | 0.37500000
kv[672] = | 0.37500000
kv[673] = | 0.37500000
kv[674] = | 0.37500000
kv[675] = | 0.37500000
kv[676] = | 0.37500000
kv[677] = | 0.37500000
kv[678] = | 0.37500000
kv[679] = | 0.37500000
kv[680] = | 0.37500000
kv[681] = | 0.37500000
kv[682] = | 0.37500000
kv[683] = | 0.37500000
kv[684] = | 0.37500000
kv[685] = | 0.37500000
kv[686] = | 0.37500000
kv[687] = | 0.37500000
kv[688] = | 0.37500000
kv[689] = | 0.37500000
kv[690] = | 0.37500000
kv[691] = | 0.37500000
kv[692] = | 0.37500000
kv[693] = | 0.37500000
kv[694] = | 0.37500000
kv[695] = | 0.37500000
kv[696] = | 0.37500000
kv[697] = | 0.37500000
kv[698] = | 0.37500000
kv[699] = | 0.37500000
kv[700] = | 0.37500000
kv[701] = | 0.37500000
kv[702] = | 0.37500000
kv[703] = | 0.37500000
kv[704] = | 0.43750000
kv[705] = | 0.37500000
kv[706] = | 0.43750000
kv[707] = | 0.37500000
kv[708] = | 0.43750000
kv[709] = | 0.37500000
kv[710] = | 0.43750000
kv[711] = | 0.37500000
kv[712] = | 0.43750000
kv[713] = | 0.37500000
kv[714] = | 0.43750000
kv[715] = | 0.37500000
kv[716] = | 0.43750000
kv[717] = | 0.37500000
kv[718] = | 0.43750000
kv[719] = | 0.37500000
kv[720] = | 0.43750000
kv[721] = | 0.37500000
kv[722] = | 0.43750000
kv[723] = | 0.37500000
kv[724] = | 0.43750000
kv[725] = | 0.37500000
kv[726] = | 0.43750000
kv[727] = | 0.37500000
kv[728] = | 0.43750000
kv[729] = | 0.37500000
kv[730] = | 0.43750000
kv[731] = | 0.37500000
kv[732] = | 0.43750000
kv[733] = | 0.37500000
kv[734] = | 0.43750000
kv[735] = | 0.37500000
kv[736] = | 0.37500000
kv[737] = | 0.37500000
kv[738] = | 0.37500000
kv[739] = | 0.37500000
kv[740] = | 0.37500000
kv[741] = | 0.37500000
kv[742] = | 0.37500000
kv[743] = | 0.37500000
kv[744] = | 0.37500000
kv[745] = | 0.37500000
kv[746] = | 0.37500000
kv[747] = | 0.37500000
kv[748] = | 0.37500000
kv[749] = | 0.37500000
kv[750] = | 0.37500000
kv[751] = | 0.37500000
kv[752] = | 0.37500000
kv[753] = | 0.37500000
kv[754] = | 0.37500000
kv[755] = | 0.37500000
kv[756] = | 0.37500000
kv[757] = | 0.37500000
kv[758] = | 0.37500000
kv[759] = | 0.37500000
kv[760] = | 0.37500000
kv[761] = | 0.37500000
kv[762] = | 0.37500000
kv[763] = | 0.37500000
kv[764] = | 0.37500000
kv[765] = | 0.37500000
kv[766] = | 0.37500000
kv[767] = | 0.37500000
cpAlpha[0] = | 0.0000000028812792152
cpAlpha[1] = | 0.0000000029037892091
cpOffset[0] = | -69
cpOffset[1] = | -65
ilChessC[0] = | 0.5000
ilChessC[1] = | 3.5000
ilChessC[2] = | 0.0000
brokenPixels[0] = | 65535
brokenPixels[1] = | 65535
brokenPixels[2] = | 65535
brokenPixels[3] = | 65535
brokenPixels[4] = | 65535
outlierPixels[0] = | 65535
outlierPixels[1] = | 65535
outlierPixels[2] = | 65535
outlierPixels[3] = | 65535
outlierPixels[4] = | 65535

## To calculation
This sheet copntains the calculated To based on the data from sheet 'Input data'
Frame 0 Data | 0 | 1 | 2 | 3 | 4 | 5 | 6 | 7 | 8 | 9 | 10 | 11 | 12 | 13 | 14 | 15 | 16 | 17 | 18 | 19 | 20 | 21 | 22 | 23 | 24 | 25 | 26 | 27 | 28 | 29 | 30 | 31
Line 0 | FFB3 | FFAC | FFB4 | FFAA | FFB3 | FFAC | FFB6 | FFA9 | FFB2 | FFA8 | FFB4 | FFA6 | FFB1 | FFA5 | FFB4 | FFA2 | FFB4 | FFA5 | FFB4 | FFA4 | FFB6 | FFA7 | FFB5 | FFA4 | FFBA | FFA6 | FFB8 | FFA5 | FFB6 | FFAA | FFBD | FFA4
Line 1 | FFA9 | FFA8 | FFA6 | FFA8 | FFA9 | FFA6 | FFA6 | FFA5 | FFAA | FFA2 | FFA5 | FFA2 | FFA9 | FF9F | FFA5 | FFA1 | FFAD | FFA0 | FFA6 | FFA2 | FFAB | FFA3 | FFA8 | FFA4 | FFB2 | FFA2 | FFAB | FFA3 | FFB0 | FFA4 | FFAF | FFA3
Line 2 | FFB2 | FFAC | FFB4 | FFAB | FFB1 | FFAC | FFB1 | FFA8 | FFB1 | FFA9 | FFB3 | FFA5 | FFB2 | FFA5 | FFB1 | FFA3 | FFB5 | FFA5 | FFB1 | FFA3 | FFB6 | FFA7 | FFB5 | FFA2 | FFB8 | FFA7 | FFB7 | FFA3 | FFB6 | FFA8 | FFB9 | FFA2
Line 3 | FFA7 | FFA7 | FFA4 | FFA7 | FFA9 | FFA5 | FFA4 | FFA6 | FFA8 | FFA3 | FFA4 | FFA2 | FFAC | FF9F | FFA2 | FFA3 | FFAD | FFA0 | FFA4 | FFA2 | FFAC | FFA2 | FFA8 | FFA1 | FFB1 | FFA3 | FFA8 | FFA3 | FFAD | FFA1 | FFAC | FFA1
Line 4 | FFB3 | FFAD | FFB5 | FFA9 | FFB2 | FFAB | FFB2 | FFA8 | FFB4 | FFA9 | FFB1 | FFA4 | FFB1 | FFA6 | FFB3 | FFA2 | FFB5 | FFA7 | FFB2 | FFA3 | FFB2 | FFA5 | FFB4 | FFA2 | FFB6 | FFA5 | FFB8 | FFA5 | FFB4 | FFA7 | FFB9 | FFA0
Line 5 | FFAA | FFA5 | FFA4 | FFA6 | FFAA | FFA4 | FFA2 | FFA4 | FFA9 | FFA1 | FFA2 | FFA3 | FFAA | FFA1 | FFA3 | FFA0 | FFAD | FF9F | FFA4 | FFA3 | FFAB | FFA0 | FFA3 | FFA1 | FFAD | FF9E | FFA9 | FFA1 | FFAB | FFA0 | FFAA | FF9D
Line 6 | FFB0 | FFAD | FFB2 | FFAA | FFB2 | FFAB | FFB3 | FFA9 | FFB8 | FFAA | FFB6 | FFA4 | FFB2 | FFA6 | FFB1 | FFA4 | FFB2 | FFA4 | FFB2 | FFA4 | FFB2 | FFA7 | FFB5 | FFA4 | FFB2 | FFA5 | FFB4 | FFA2 | FFB4 | FFA6 | FFB9 | FFA2
Line 7 | FFA5 | FFA4 | FFA1 | FFA4 | FFA6 | FFA0 | FFA1 | FFA3 | FFA8 | FFA7 | FFA1 | FFAA | FFA6 | FFA1 | FFA1 | FFA1 | FFA8 | FF9D | FFA2 | FF9F | FFA8 | FF9F | FFA2 | FF9F | FFAB | FF9E | FFA4 | FFA0 | FFAB | FF9F | FFA8 | FF9B
Line 8 | FFAF | FFAE | FFB3 | FFA9 | FFAF | FFAB | FFB4 | FFA8 | FFBB | FFAA | FFC6 | FFA6 | FFC0 | FFA8 | FFB6 | FFA2 | FFB0 | FFA5 | FFB1 | FFA2 | FFB3 | FFA6 | FFB2 | FFA2 | FFB4 | FFA2 | FFB4 | FFA2 | FFB4 | FFA6 | FFB7 | FFA1
Line 9 | FFA3 | FFA2 | FF9F | FFA1 | FFA5 | FFA2 | FFA2 | FFA4 | FFAA | FFB2 | FFA4 | FFB4 | FFA8 | FFAD | FFA1 | FFA6 | FFA8 | FF9D | FFA2 | FF9D | FFAB | FF9D | FFA3 | FF9F | FFAD | FF9C | FFA3 | FF9F | FFAB | FF9D | FFA6 | FF9C
Line 10 | FFB3 | FFAD | FFB3 | FFA9 | FFB4 | FFAC | FFB5 | FFA9 | FFC8 | FFAE | FFC8 | FFAB | FFC9 | FFAE | FFC2 | FFA6 | FFBD | FFA9 | FFB5 | FFA8 | FFB2 | FFAC | FFB0 | FFA4 | FFB3 | FFA4 | FFB2 | FFA1 | FFB2 | FFA4 | FFB4 | FF9C
Line 11 | FFA4 | FFA1 | FF9F | FFA2 | FFA7 | FFA1 | FFA2 | FFAA | FFAD | FFB7 | FFA7 | FFB8 | FFAD | FFB5 | FFA3 | FFB1 | FFAF | FFA8 | FFAA | FFA0 | FFB2 | FF9B | FFA5 | FF9D | FFAC | FF9A | FFA4 | FF9D | FFAB | FF9C | FFA5 | FF9A
Line 12 | FFAE | FFAD | FFAD | FFA8 | FFB1 | FFAD | FFBB | FFAE | FFCB | FFB2 | FFCE | FFAE | FFCB | FFB0 | FFC5 | FFAB | FFC6 | FFB2 | FFBD | FFB0 | FFB2 | FFB1 | FFB0 | FFA8 | FFB3 | FFAA | FFB1 | FFA4 | FFB1 | FFA5 | FFB4 | FF9D
Line 13 | FF9F | FF9E | FF98 | FF9F | FFA3 | FFA0 | FFA2 | FFB3 | FFAC | FFBB | FFA7 | FFBF | FFAE | FFB7 | FFA5 | FFB3 | FFB4 | FFB0 | FFAE | FFA6 | FFB6 | FF9B | FFAB | FF99 | FFB4 | FF9A | FFA7 | FF9D | FFAC | FF9D | FFA5 | FF9A
Line 14 | FFAC | FFAD | FFB0 | FFA8 | FFB1 | FFAD | FFC3 | FFAF | FFCA | FFB3 | FFCD | FFAD | FFCA | FFB0 | FFC8 | FFAD | FFC6 | FFB8 | FFB9 | FFB1 | FFB2 | FFB5 | FFAF | FFAD | FFB3 | FFAF | FFB0 | FFA9 | FFB0 | FFA6 | FFB4 | FF9D
Line 15 | FF9E | FF9C | FF9C | FF9F | FFA1 | FFA4 | FFA0 | FFB3 | FFAB | FFB5 | FFA4 | FFB9 | FFAC | FFB3 | FFA7 | FFB2 | FFB5 | FFAF | FFB1 | FF9D | FFB7 | FF9B | FFAD | FF9A | FFB6 | FF9A | FFA8 | FF9C | FFAA | FF9B | FFA5 | FF9A
Line 16 | FFAE | FFAC | FFB0 | FFAB | FFB6 | FFAE | FFC0 | FFAD | FFC3 | FFB0 | FFC2 | FFAB | FFC4 | FFB0 | FFC2 | FFB0 | FFC4 | FFB8 | FFB2 | FFB3 | FFAE | FFB4 | FFAE | FFAF | FFB0 | FFAF | FFAF | FFA5 | FFB2 | FFA4 | FFB3 | FF9D
Line 17 | FF9E | FF9A | FF9A | FF9F | FFA1 | FFA4 | FF9D | FFAF | FFA7 | FFAC | FF9F | FFAD | FFAA | FFB0 | FFA7 | FFAF | FFB5 | FFA6 | FFAF | FF9A | FFB5 | FF98 | FFAA | FF9B | FFB3 | FF99 | FFA5 | FF9A | FFAA | FF9F | FFA5 | FF9A
Line 18 | FFA7 | FFAC | FFAA | FFA8 | FFAA | FFAD | FFB0 | FFAB | FFB9 | FFAD | FFBF | FFAB | FFBD | FFAF | FFC0 | FFB0 | FFBA | FFB4 | FFAE | FFAF | FFAC | FFB0 | FFAC | FFAC | FFB0 | FFAE | FFB0 | FFA6 | FFBB | FFA5 | FFBC | FFA0
Line 19 | FF96 | FF96 | FF92 | FF99 | FF99 | FF98 | FF97 | FF9E | FFA0 | FFA0 | FF9E | FFA7 | FFA5 | FFA8 | FFA3 | FFA9 | FFAE | FF9A | FFA5 | FF97 | FFAE | FF95 | FFA6 | FF99 | FFAF | FF98 | FFA2 | FFA0 | FFAB | FFA9 | FFA3 | FFA6
Line 20 | FFA4 | FFAE | FFA7 | FFA5 | FFA7 | FFA7 | FFA9 | FFA6 | FFAC | FFA6 | FFB0 | FFA3 | FFB7 | FFAD | FFB7 | FFA9 | FFAF | FFAB | FFA8 | FFA8 | FFAC | FFAD | FFAB | FFAA | FFAF | FFAE | FFB6 | FFA7 | FFBC | FFAB | FFC4 | FFA4
Line 21 | FF93 | FF95 | FF90 | FF94 | FF94 | FF93 | FF92 | FF96 | FF99 | FF93 | FF96 | FF97 | FFA0 | FF9E | FF9B | FF9E | FFA4 | FF93 | FF9D | FF94 | FFA9 | FF96 | FF9F | FF96 | FFAB | FF97 | FFA1 | FFA5 | FFA9 | FFAA | FFA4 | FFA6
Line 22 | FFA4 | FFAC | FFA4 | FFA6 | FFA6 | FFA7 | FFA6 | FFA1 | FFA5 | FFA6 | FFA4 | FFA3 | FFA7 | FFA4 | FFA7 | FF9F | FFAB | FFA3 | FFA9 | FFA3 | FFAA | FFA7 | FFAB | FFA6 | FFAE | FFAA | FFB7 | FFA6 | FFBB | FFAA | FFBB | FFA3
Line 23 | FF87 | FF8A | FF84 | FF8C | FF8A | FF8B | FF86 | FF8B | FF8B | FF89 | FF85 | FF8B | FF8F | FF89 | FF8A | FF8B | FF91 | FF8A | FF8C | FF8D | FF9A | FF8B | FF95 | FF8E | FF9E | FF93 | FF98 | FF9D | FF9E | FF9D | FF9A | FF99
Extra data 1 | 4DFA | 1A56 | 7FFF | 1A56 | 7FFF | 1A55 | 7FFF | 1A55 | FFB9 | CE07 | 1584 | D653 | FFF9 | 0009 | 0000 | FFFD | 1976 | 03FD | 0297 | 7FFF | 1976 | 03FD | 0297 | 7FFF | 0001 | 0001 | 0001 | 0001 | 0001 | 0001 | 0001 | 0001
Extra data 2 | 0695 | 7FFF | 1A56 | 7FFF | 1A56 | 7FFF | 1A55 | 7FFF | FFBD | F57A | CEF2 | D8E0 | 0009 | FFFD | FFFC | 0000 | 00ED | 0046 | 2AD6 | 0035 | 00EE | 0046 | 2AD6 | 0035 | 0001 | 0001 | 0001 | 0001 | 0001 | 0001 | 0001 | 0001
Extra data 3 | 1901 | 0000
To frame 0 | 0 | 1 | 2 | 3 | 4 | 5 | 6 | 7 | 8 | 9 | 10 | 11 | 12 | 13 | 14 | 15 | 16 | 17 | 18 | 19 | 20 | 21 | 22 | 23 | 24 | 25 | 26 | 27 | 28 | 29 | 30 | 31
Line 0 | 28.711 | 0.000 | 28.178 | 0.000 | 28.313 | 0.000 | 28.631 | 0.000 | 28.295 | 0.000 | 28.586 | 0.000 | 28.336 | 0.000 | 28.683 | 0.000 | 28.248 | 0.000 | 28.573 | 0.000 | 29.127 | 0.000 | 28.629 | 0.000 | 29.070 | 0.000 | 28.894 | 0.000 | 28.883 | 0.000 | 29.687 | 0.000
Line 1 | 0.000 | 28.618 | 0.000 | 28.134 | 0.000 | 28.517 | 0.000 | 27.982 | 0.000 | 28.092 | 0.000 | 27.914 | 0.000 | 28.156 | 0.000 | 28.261 | 0.000 | 28.198 | 0.000 | 28.528 | 0.000 | 28.837 | 0.000 | 28.730 | 0.000 | 28.814 | 0.000 | 28.558 | 0.000 | 28.605 | 0.000 | 29.005
Line 2 | 28.513 | 0.000 | 28.482 | 0.000 | 28.428 | 0.000 | 27.946 | 0.000 | 28.248 | 0.000 | 28.387 | 0.000 | 28.340 | 0.000 | 28.128 | 0.000 | 28.544 | 0.000 | 28.321 | 0.000 | 28.986 | 0.000 | 28.445 | 0.000 | 28.728 | 0.000 | 28.778 | 0.000 | 29.035 | 0.000 | 28.639 | 0.000
Line 3 | 0.000 | 28.116 | 0.000 | 28.237 | 0.000 | 28.173 | 0.000 | 28.519 | 0.000 | 28.303 | 0.000 | 28.049 | 0.000 | 28.246 | 0.000 | 28.466 | 0.000 | 28.247 | 0.000 | 28.378 | 0.000 | 28.835 | 0.000 | 28.480 | 0.000 | 28.828 | 0.000 | 28.428 | 0.000 | 28.528 | 0.000 | 29.030
Line 4 | 28.163 | 0.000 | 28.719 | 0.000 | 28.268 | 0.000 | 28.439 | 0.000 | 28.607 | 0.000 | 28.199 | 0.000 | 28.440 | 0.000 | 28.730 | 0.000 | 28.361 | 0.000 | 28.256 | 0.000 | 28.253 | 0.000 | 28.563 | 0.000 | 28.593 | 0.000 | 28.962 | 0.000 | 28.746 | 0.000 | 28.917 | 0.000
Line 5 | 0.000 | 28.112 | 0.000 | 27.955 | 0.000 | 28.365 | 0.000 | 28.291 | 0.000 | 28.335 | 0.000 | 28.610 | 0.000 | 28.281 | 0.000 | 28.303 | 0.000 | 28.246 | 0.000 | 28.710 | 0.000 | 28.723 | 0.000 | 28.532 | 0.000 | 28.493 | 0.000 | 28.686 | 0.000 | 28.565 | 0.000 | 28.197
Line 6 | 28.489 | 0.000 | 28.295 | 0.000 | 28.610 | 0.000 | 28.497 | 0.000 | 29.183 | 0.000 | 29.365 | 0.000 | 28.763 | 0.000 | 28.320 | 0.000 | 28.594 | 0.000 | 28.641 | 0.000 | 28.629 | 0.000 | 28.950 | 0.000 | 27.980 | 0.000 | 28.349 | 0.000 | 28.453 | 0.000 | 28.852 | 0.000
Line 7 | 0.000 | 28.364 | 0.000 | 28.244 | 0.000 | 28.023 | 0.000 | 28.247 | 0.000 | 29.572 | 0.000 | 30.034 | 0.000 | 28.667 | 0.000 | 28.642 | 0.000 | 28.316 | 0.000 | 28.311 | 0.000 | 28.444 | 0.000 | 28.168 | 0.000 | 28.403 | 0.000 | 28.438 | 0.000 | 28.800 | 0.000 | 27.913
Line 8 | 28.091 | 0.000 | 28.598 | 0.000 | 28.313 | 0.000 | 28.813 | 0.000 | 30.533 | 0.000 | 32.362 | 0.000 | 31.328 | 0.000 | 29.314 | 0.000 | 28.126 | 0.000 | 28.517 | 0.000 | 28.644 | 0.000 | 28.679 | 0.000 | 28.485 | 0.000 | 28.714 | 0.000 | 28.549 | 0.000 | 28.739 | 0.000
Line 9 | 0.000 | 28.275 | 0.000 | 27.955 | 0.000 | 28.448 | 0.000 | 28.965 | 0.000 | 31.879 | 0.000 | 32.094 | 0.000 | 31.286 | 0.000 | 29.814 | 0.000 | 28.593 | 0.000 | 28.303 | 0.000 | 28.808 | 0.000 | 28.596 | 0.000 | 28.363 | 0.000 | 28.585 | 0.000 | 28.420 | 0.000 | 28.341
Line 10 | 28.595 | 0.000 | 28.668 | 0.000 | 28.724 | 0.000 | 29.526 | 0.000 | 32.332 | 0.000 | 32.878 | 0.000 | 32.587 | 0.000 | 32.080 | 0.000 | 30.319 | 0.000 | 29.259 | 0.000 | 28.347 | 0.000 | 28.371 | 0.000 | 28.591 | 0.000 | 28.779 | 0.000 | 28.650 | 0.000 | 28.577 | 0.000
Line 11 | 0.000 | 28.330 | 0.000 | 28.480 | 0.000 | 28.753 | 0.000 | 30.412 | 0.000 | 33.225 | 0.000 | 33.175 | 0.000 | 32.848 | 0.000 | 31.967 | 0.000 | 30.751 | 0.000 | 29.090 | 0.000 | 28.461 | 0.000 | 28.636 | 0.000 | 28.437 | 0.000 | 28.707 | 0.000 | 28.479 | 0.000 | 28.493
Line 12 | 28.450 | 0.000 | 28.205 | 0.000 | 28.945 | 0.000 | 30.841 | 0.000 | 33.628 | 0.000 | 34.155 | 0.000 | 33.454 | 0.000 | 32.621 | 0.000 | 32.219 | 0.000 | 31.181 | 0.000 | 28.945 | 0.000 | 28.535 | 0.000 | 28.354 | 0.000 | 28.338 | 0.000 | 28.487 | 0.000 | 28.645 | 0.000
Line 13 | 0.000 | 28.420 | 0.000 | 28.235 | 0.000 | 29.189 | 0.000 | 32.258 | 0.000 | 34.054 | 0.000 | 34.386 | 0.000 | 33.366 | 0.000 | 32.502 | 0.000 | 32.534 | 0.000 | 30.553 | 0.000 | 28.703 | 0.000 | 28.123 | 0.000 | 28.465 | 0.000 | 28.435 | 0.000 | 28.666 | 0.000 | 28.458
Line 14 | 28.412 | 0.000 | 28.618 | 0.000 | 29.437 | 0.000 | 32.515 | 0.000 | 33.633 | 0.000 | 34.348 | 0.000 | 33.460 | 0.000 | 33.297 | 0.000 | 32.441 | 0.000 | 30.583 | 0.000 | 28.901 | 0.000 | 28.751 | 0.000 | 28.455 | 0.000 | 28.551 | 0.000 | 28.674 | 0.000 | 28.816 | 0.000
Line 15 | 0.000 | 28.379 | 0.000 | 28.929 | 0.000 | 30.135 | 0.000 | 32.781 | 0.000 | 33.364 | 0.000 | 33.703 | 0.000 | 33.035 | 0.000 | 32.681 | 0.000 | 32.508 | 0.000 | 29.271 | 0.000 | 28.813 | 0.000 | 28.176 | 0.000 | 28.281 | 0.000 | 28.308 | 0.000 | 28.441 | 0.000 | 28.851
Line 16 | 28.266 | 0.000 | 28.759 | 0.000 | 30.103 | 0.000 | 32.329 | 0.000 | 32.560 | 0.000 | 32.963 | 0.000 | 32.587 | 0.000 | 32.781 | 0.000 | 32.408 | 0.000 | 29.431 | 0.000 | 28.536 | 0.000 | 28.849 | 0.000 | 28.187 | 0.000 | 28.597 | 0.000 | 29.227 | 0.000 | 28.880 | 0.000
Line 17 | 0.000 | 28.259 | 0.000 | 28.992 | 0.000 | 30.442 | 0.000 | 32.244 | 0.000 | 32.250 | 0.000 | 32.312 | 0.000 | 32.854 | 0.000 | 32.680 | 0.000 | 31.065 | 0.000 | 28.621 | 0.000 | 28.344 | 0.000 | 28.447 | 0.000 | 28.667 | 0.000 | 28.698 | 0.000 | 29.718 | 0.000 | 28.963
Line 18 | 28.429 | 0.000 | 28.570 | 0.000 | 29.163 | 0.000 | 29.828 | 0.000 | 31.671 | 0.000 | 32.379 | 0.000 | 32.265 | 0.000 | 32.592 | 0.000 | 31.175 | 0.000 | 29.218 | 0.000 | 28.587 | 0.000 | 28.508 | 0.000 | 28.957 | 0.000 | 29.226 | 0.000 | 31.199 | 0.000 | 31.547 | 0.000
Line 19 | 0.000 | 28.137 | 0.000 | 28.463 | 0.000 | 28.557 | 0.000 | 29.704 | 0.000 | 30.460 | 0.000 | 31.603 | 0.000 | 31.990 | 0.000 | 32.004 | 0.000 | 29.626 | 0.000 | 28.473 | 0.000 | 28.220 | 0.000 | 28.694 | 0.000 | 28.703 | 0.000 | 29.831 | 0.000 | 32.548 | 0.000 | 32.176
Line 20 | 28.473 | 0.000 | 28.264 | 0.000 | 28.662 | 0.000 | 28.372 | 0.000 | 29.225 | 0.000 | 29.797 | 0.000 | 30.999 | 0.000 | 31.244 | 0.000 | 29.575 | 0.000 | 28.510 | 0.000 | 28.530 | 0.000 | 28.449 | 0.000 | 28.642 | 0.000 | 30.602 | 0.000 | 32.418 | 0.000 | 34.239 | 0.000
Line 21 | 0.000 | 28.322 | 0.000 | 28.078 | 0.000 | 28.183 | 0.000 | 28.517 | 0.000 | 28.593 | 0.000 | 29.005 | 0.000 | 30.394 | 0.000 | 30.257 | 0.000 | 28.746 | 0.000 | 28.295 | 0.000 | 28.561 | 0.000 | 28.250 | 0.000 | 28.593 | 0.000 | 31.333 | 0.000 | 33.254 | 0.000 | 33.224
Line 22 | 28.516 | 0.000 | 28.317 | 0.000 | 28.465 | 0.000 | 28.845 | 0.000 | 28.642 | 0.000 | 28.464 | 0.000 | 28.858 | 0.000 | 28.979 | 0.000 | 29.039 | 0.000 | 28.832 | 0.000 | 28.280 | 0.000 | 28.837 | 0.000 | 29.056 | 0.000 | 31.946 | 0.000 | 33.101 | 0.000 | 32.988 | 0.000
Line 23 | 0.000 | 28.161 | 0.000 | 28.257 | 0.000 | 28.346 | 0.000 | 28.301 | 0.000 | 28.101 | 0.000 | 28.288 | 0.000 | 28.615 | 0.000 | 28.926 | 0.000 | 28.512 | 0.000 | 28.178 | 0.000 | 28.392 | 0.000 | 28.412 | 0.000 | 30.166 | 0.000 | 32.614 | 0.000 | 32.530 | 0.000 | 32.028
Frame 1 Data | 0 | 1 | 2 | 3 | 4 | 5 | 6 | 7 | 8 | 9 | 10 | 11 | 12 | 13 | 14 | 15 | 16 | 17 | 18 | 19 | 20 | 21 | 22 | 23 | 24 | 25 | 26 | 27 | 28 | 29 | 30 | 31
Line 0 | FFB3 | FFAD | FFB4 | FFAA | FFB3 | FFAD | FFB6 | FFA8 | FFB2 | FFA9 | FFB4 | FFA4 | FFB1 | FFA6 | FFB4 | FFA1 | FFB4 | FFA8 | FFB4 | FFA1 | FFB6 | FFA8 | FFB5 | FFA2 | FFBA | FFA7 | FFB8 | FFA3 | FFB6 | FFAA | FFBD | FFA3
Line 1 | FFAC | FFA8 | FFA5 | FFA8 | FFAC | FFA6 | FFA5 | FFA5 | FFAA | FFA2 | FFA2 | FFA2 | FFAB | FF9F | FFA0 | FFA1 | FFAB | FFA0 | FFA4 | FFA2 | FFAB | FFA3 | FFA6 | FFA4 | FFB1 | FFA2 | FFA9 | FFA3 | FFB0 | FFA4 | FFAD | FFA3
Line 2 | FFB2 | FFAF | FFB4 | FFA8 | FFB1 | FFAE | FFB1 | FFA5 | FFB1 | FFAA | FFB3 | FFA3 | FFB2 | FFA7 | FFB1 | FFA3 | FFB5 | FFA6 | FFB1 | FFA0 | FFB6 | FFA7 | FFB5 | FFA0 | FFB8 | FFA7 | FFB7 | FFA2 | FFB6 | FFA8 | FFB9 | FF9F
Line 3 | FFAA | FFA7 | FFA4 | FFA7 | FFA9 | FFA5 | FFA3 | FFA6 | FFA9 | FFA3 | FFA3 | FFA2 | FFAA | FF9F | FFA2 | FFA3 | FFAD | FFA0 | FFA2 | FFA2 | FFAD | FFA2 | FFA6 | FFA1 | FFB1 | FFA3 | FFA7 | FFA3 | FFAD | FFA1 | FFA9 | FFA1
Line 4 | FFB3 | FFAF | FFB5 | FFAA | FFB2 | FFAD | FFB2 | FFA6 | FFB4 | FFAB | FFB1 | FFA4 | FFB1 | FFA8 | FFB3 | FFA0 | FFB5 | FFA6 | FFB2 | FFA3 | FFB2 | FFA8 | FFB4 | FFA1 | FFB6 | FFA6 | FFB8 | FFA2 | FFB4 | FFA7 | FFB9 | FF9C
Line 5 | FFAB | FFA5 | FFA3 | FFA6 | FFAA | FFA4 | FFA4 | FFA4 | FFB0 | FFA1 | FFA4 | FFA3 | FFA9 | FFA1 | FFA0 | FFA0 | FFAE | FF9F | FFA2 | FFA3 | FFAD | FFA0 | FFA4 | FFA1 | FFAE | FF9E | FFA8 | FFA1 | FFAC | FFA0 | FFA8 | FF9D
Line 6 | FFB0 | FFAE | FFB2 | FFA8 | FFB2 | FFAC | FFB3 | FFA9 | FFB8 | FFB8 | FFB6 | FFAB | FFB2 | FFAA | FFB1 | FFA1 | FFB2 | FFA5 | FFB2 | FFA0 | FFB2 | FFA5 | FFB5 | FFA1 | FFB2 | FFA6 | FFB4 | FFA3 | FFB4 | FFA5 | FFB9 | FF9B
Line 7 | FFA6 | FFA4 | FFA2 | FFA4 | FFA7 | FFA0 | FFA2 | FFA3 | FFBB | FFA7 | FFAF | FFAA | FFAF | FFA1 | FFA1 | FFA1 | FFA9 | FF9D | FFA0 | FF9F | FFA8 | FF9F | FFA2 | FF9F | FFAC | FF9E | FFA4 | FFA0 | FFAC | FF9F | FFA6 | FF9B
Line 8 | FFAF | FFAF | FFB3 | FFA9 | FFAF | FFAF | FFB4 | FFB0 | FFBB | FFC0 | FFC6 | FFB7 | FFC0 | FFB7 | FFB6 | FFA7 | FFB0 | FFA6 | FFB1 | FFA0 | FFB3 | FFA4 | FFB2 | FFA0 | FFB4 | FFA4 | FFB4 | FFA0 | FFB4 | FFA5 | FFB7 | FF9A
Line 9 | FFA6 | FFA2 | FF9F | FFA1 | FFA8 | FFA2 | FFAA | FFA4 | FFBE | FFB2 | FFB6 | FFB4 | FFBE | FFAD | FFAC | FFA6 | FFAC | FF9D | FFA0 | FF9D | FFA9 | FF9D | FFA0 | FF9F | FFAA | FF9C | FFA1 | FF9F | FFAC | FF9D | FFA2 | FF9C
Line 10 | FFB3 | FFAF | FFB3 | FFAA | FFB4 | FFB1 | FFB5 | FFBB | FFC8 | FFC4 | FFC8 | FFBC | FFC9 | FFBF | FFC2 | FFB5 | FFBD | FFB0 | FFB5 | FFA0 | FFB2 | FFA6 | FFB0 | FF9E | FFB3 | FFA3 | FFB2 | FF9E | FFB2 | FFA4 | FFB4 | FF9B
Line 11 | FFA8 | FFA1 | FF9D | FFA2 | FFAC | FFA1 | FFB1 | FFAA | FFC7 | FFB7 | FFB9 | FFB8 | FFC0 | FFB5 | FFB2 | FFB1 | FFBB | FFA8 | FFA5 | FFA0 | FFA7 | FF9B | FF9C | FF9D | FFA9 | FF9A | FFA1 | FF9D | FFA9 | FF9C | FFA5 | FF9A
Line 12 | FFAE | FFAD | FFAD | FFA7 | FFB1 | FFB8 | FFBB | FFC0 | FFCB | FFCA | FFCE | FFC1 | FFCB | FFBF | FFC5 | FFB6 | FFC6 | FFB6 | FFBD | FFA0 | FFB2 | FFA4 | FFB0 | FF9E | FFB3 | FFA1 | FFB1 | FF9F | FFB1 | FFA4 | FFB4 | FF9C
Line 13 | FFA3 | FF9E | FF9A | FF9F | FFAE | FFA0 | FFB1 | FFB3 | FFC1 | FFBB | FFB9 | FFBF | FFBF | FFB7 | FFB1 | FFB3 | FFB8 | FFB0 | FFA0 | FFA6 | FFA7 | FF9B | FF9E | FF99 | FFAB | FF9A | FFA0 | FF9D | FFAA | FF9D | FFA2 | FF9A
Line 14 | FFAC | FFAF | FFB0 | FFA9 | FFB1 | FFBD | FFC3 | FFBA | FFCA | FFC2 | FFCD | FFBC | FFCA | FFBE | FFC8 | FFB7 | FFC6 | FFB1 | FFB9 | FFA0 | FFB2 | FFA5 | FFAF | FF9D | FFB3 | FFA4 | FFB0 | FFA0 | FFB0 | FFA3 | FFB4 | FF9B
Line 15 | FF9E | FF9C | FF9C | FF9F | FFAE | FFA4 | FFAE | FFB3 | FFB8 | FFB5 | FFAF | FFB9 | FFBA | FFB3 | FFAF | FFB2 | FFB4 | FFAF | FF9D | FF9D | FFA5 | FF9B | FF9D | FF9A | FFA9 | FF9A | FFA1 | FF9C | FFA8 | FF9B | FFA3 | FF9A
Line 16 | FFAE | FFAF | FFB0 | FFA8 | FFB6 | FFB5 | FFC0 | FFB5 | FFC3 | FFBC | FFC2 | FFB6 | FFC4 | FFBD | FFC2 | FFB0 | FFC4 | FFA9 | FFB2 | FF9E | FFAE | FFA3 | FFAE | FF9E | FFB0 | FFA3 | FFAF | FFA1 | FFB2 | FFA6 | FFB3 | FF9E
Line 17 | FF9E | FF9A | FF98 | FF9F | FFA4 | FFA4 | FFA2 | FFAF | FFB0 | FFAC | FFAA | FFAD | FFB6 | FFB0 | FFAA | FFAF | FFAB | FFA6 | FF99 | FF9A | FFA3 | FF98 | FF99 | FF9B | FFA7 | FF99 | FFA2 | FF9A | FFAE | FF9F | FFA3 | FF9A
Line 18 | FFA7 | FFAC | FFAA | FFA5 | FFAA | FFAA | FFB0 | FFA8 | FFB9 | FFB1 | FFBF | FFB2 | FFBD | FFB8 | FFC0 | FFA7 | FFBA | FFA4 | FFAE | FF9D | FFAC | FFA3 | FFAC | FF9D | FFB0 | FFA4 | FFB0 | FFAA | FFBB | FFB3 | FFBC | FFA3
Line 19 | FF99 | FF96 | FF8F | FF99 | FF97 | FF98 | FF93 | FF9E | FF9E | FFA0 | FF9E | FFA7 | FFAC | FFA8 | FF9F | FFA9 | FFA1 | FF9A | FF94 | FF97 | FFA0 | FF95 | FF98 | FF99 | FFA6 | FF98 | FFA5 | FFA0 | FFB8 | FFA9 | FFAD | FFA6
Line 20 | FFA4 | FFAC | FFA7 | FFA3 | FFA7 | FFA7 | FFA9 | FFA3 | FFAC | FFA6 | FFB0 | FFA4 | FFB7 | FFAD | FFB7 | FFA1 | FFAF | FF9F | FFA8 | FF9C | FFAC | FFA3 | FFAB | FF9E | FFAF | FFAA | FFB6 | FFAE | FFBC | FFBA | FFC4 | FFA9
Line 21 | FF95 | FF95 | FF8E | FF94 | FF96 | FF93 | FF91 | FF96 | FF99 | FF93 | FF94 | FF97 | FF9E | FF9E | FF94 | FF9E | FF9D | FF93 | FF91 | FF94 | FF9F | FF96 | FF95 | FF96 | FFA8 | FF97 | FFA6 | FFA5 | FFB6 | FFAA | FFAB | FFA6
Line 22 | FFA4 | FFAA | FFA4 | FFA2 | FFA6 | FFA7 | FFA6 | FF9E | FFA5 | FFA4 | FFA4 | FF9F | FFA7 | FFA1 | FFA7 | FF9B | FFAB | FFA0 | FFA9 | FF9D | FFAA | FFA1 | FFAB | FF9F | FFAE | FFAE | FFB7 | FFAD | FFBB | FFB5 | FFBB | FFA3
Line 23 | FF87 | FF8A | FF80 | FF8C | FF8B | FF8B | FF83 | FF8B | FF8B | FF89 | FF86 | FF8B | FF8E | FF89 | FF86 | FF8B | FF93 | FF8A | FF87 | FF8D | FF95 | FF8B | FF8D | FF8E | FFA6 | FF93 | FFA0 | FF9D | FFA9 | FF9D | FF9C | FF99
Extra data 1 | 4DFA | 1A58 | 7FFF | 1A58 | 7FFF | 1A57 | 7FFF | 1A57 | FFB9 | CE35 | 1584 | D64E | FFF9 | 000B | 0000 | FFFE | 1976 | 03FD | 0297 | 7FFF | 1976 | 03FD | 0297 | 7FFF | 0001 | 0001 | 0001 | 0001 | 0001 | 0001 | 0001 | 0001
Extra data 2 | 0696 | 7FFF | 1A58 | 7FFF | 1A58 | 7FFF | 1A57 | 7FFF | FFBF | F57A | CF18 | D8E0 | 000A | FFFD | FFFE | 0000 | 00F1 | 0046 | 2AC3 | 0035 | 00F1 | 0046 | 2AC3 | 0035 | 0001 | 0001 | 0001 | 0001 | 0001 | 0001 | 0001 | 0001
Extra data 3 | 1901 | 0001
To frame 1 | 0 | 1 | 2 | 3 | 4 | 5 | 6 | 7 | 8 | 9 | 10 | 11 | 12 | 13 | 14 | 15 | 16 | 17 | 18 | 19 | 20 | 21 | 22 | 23 | 24 | 25 | 26 | 27 | 28 | 29 | 30 | 31
Line 0 | 28.711 | 27.792 | 28.178 | 28.268 | 28.313 | 28.450 | 28.631 | 28.353 | 28.295 | 28.221 | 28.586 | 28.024 | 28.336 | 28.298 | 28.683 | 27.972 | 28.248 | 28.537 | 28.573 | 28.238 | 29.127 | 28.777 | 28.629 | 28.172 | 29.070 | 28.718 | 28.894 | 28.509 | 28.883 | 29.076 | 29.687 | 29.163
Line 1 | 28.942 | 28.618 | 28.332 | 28.134 | 28.541 | 28.517 | 28.394 | 27.982 | 28.318 | 28.092 | 28.151 | 27.914 | 28.753 | 28.156 | 27.861 | 28.261 | 28.118 | 28.198 | 28.582 | 28.528 | 28.359 | 28.837 | 28.618 | 28.730 | 28.610 | 28.814 | 28.605 | 28.558 | 28.881 | 28.605 | 29.019 | 29.005
Line 2 | 28.513 | 28.605 | 28.482 | 28.154 | 28.428 | 28.766 | 27.946 | 28.048 | 28.248 | 28.450 | 28.387 | 28.199 | 28.340 | 28.594 | 28.128 | 28.421 | 28.544 | 28.256 | 28.321 | 28.073 | 28.986 | 28.410 | 28.445 | 28.408 | 28.728 | 28.530 | 28.778 | 28.326 | 29.035 | 28.677 | 28.639 | 28.351
Line 3 | 28.483 | 28.116 | 28.430 | 28.237 | 28.430 | 28.173 | 28.300 | 28.519 | 28.179 | 28.303 | 28.405 | 28.049 | 28.329 | 28.246 | 28.347 | 28.466 | 28.346 | 28.247 | 28.304 | 28.378 | 28.597 | 28.835 | 28.656 | 28.480 | 28.723 | 28.828 | 28.500 | 28.428 | 28.796 | 28.528 | 28.297 | 29.030
Line 4 | 28.163 | 28.340 | 28.719 | 28.336 | 28.268 | 28.561 | 28.439 | 28.254 | 28.607 | 28.734 | 28.199 | 28.376 | 28.440 | 28.248 | 28.730 | 27.926 | 28.361 | 28.278 | 28.256 | 28.490 | 28.253 | 28.898 | 28.563 | 28.491 | 28.593 | 28.432 | 28.962 | 28.417 | 28.746 | 28.817 | 28.917 | 27.554
Line 5 | 28.126 | 28.112 | 28.473 | 27.955 | 28.466 | 28.365 | 28.968 | 28.291 | 29.580 | 28.335 | 28.803 | 28.610 | 28.409 | 28.281 | 28.132 | 28.303 | 28.803 | 28.246 | 28.443 | 28.710 | 28.649 | 28.723 | 28.537 | 28.532 | 28.564 | 28.493 | 28.667 | 28.686 | 28.746 | 28.565 | 28.278 | 28.197
Line 6 | 28.489 | 28.339 | 28.295 | 28.444 | 28.610 | 28.566 | 28.497 | 28.802 | 29.183 | 31.090 | 29.365 | 29.834 | 28.763 | 28.843 | 28.320 | 28.427 | 28.594 | 28.279 | 28.641 | 28.140 | 28.629 | 28.230 | 28.950 | 28.392 | 27.980 | 28.579 | 28.349 | 28.584 | 28.453 | 28.300 | 28.852 | 27.232
Line 7 | 28.490 | 28.364 | 28.630 | 28.244 | 28.633 | 28.023 | 28.703 | 28.247 | 31.642 | 29.572 | 31.352 | 30.034 | 29.809 | 28.667 | 28.683 | 28.642 | 28.605 | 28.316 | 28.433 | 28.311 | 28.448 | 28.444 | 28.483 | 28.168 | 28.580 | 28.403 | 28.510 | 28.438 | 28.743 | 28.800 | 27.995 | 27.913
Line 8 | 28.091 | 28.460 | 28.598 | 28.515 | 28.313 | 28.996 | 28.813 | 30.302 | 30.533 | 32.592 | 32.362 | 32.093 | 31.328 | 31.273 | 29.314 | 29.422 | 28.126 | 28.591 | 28.517 | 28.460 | 28.644 | 28.192 | 28.679 | 28.554 | 28.485 | 28.324 | 28.714 | 28.284 | 28.549 | 28.354 | 28.739 | 27.168
Line 9 | 28.536 | 28.275 | 28.361 | 27.955 | 28.948 | 28.448 | 30.536 | 28.965 | 32.884 | 31.879 | 32.682 | 32.094 | 32.728 | 31.286 | 30.920 | 29.814 | 29.226 | 28.593 | 28.639 | 28.303 | 28.674 | 28.808 | 28.445 | 28.596 | 28.308 | 28.363 | 28.237 | 28.585 | 28.762 | 28.420 | 27.634 | 28.341
Line 10 | 28.595 | 28.757 | 28.668 | 28.844 | 28.724 | 29.482 | 29.526 | 32.560 | 32.332 | 33.558 | 32.878 | 32.994 | 32.587 | 32.664 | 32.080 | 32.187 | 30.319 | 30.384 | 29.259 | 28.561 | 28.347 | 28.620 | 28.371 | 28.259 | 28.591 | 28.458 | 28.779 | 28.458 | 28.650 | 28.496 | 28.577 | 28.159
Line 11 | 28.835 | 28.330 | 28.219 | 28.480 | 29.530 | 28.753 | 32.294 | 30.412 | 34.299 | 33.225 | 33.583 | 33.175 | 32.902 | 32.848 | 32.213 | 31.967 | 31.870 | 30.751 | 29.610 | 29.090 | 28.328 | 28.461 | 27.930 | 28.636 | 28.181 | 28.437 | 28.476 | 28.707 | 28.600 | 28.479 | 28.681 | 28.493
Line 12 | 28.450 | 28.323 | 28.205 | 28.425 | 28.945 | 31.092 | 30.841 | 33.522 | 33.628 | 34.564 | 34.155 | 33.856 | 33.454 | 32.664 | 32.621 | 32.372 | 32.219 | 31.654 | 31.181 | 28.926 | 28.945 | 28.697 | 28.535 | 28.474 | 28.354 | 28.337 | 28.338 | 28.403 | 28.487 | 28.216 | 28.645 | 28.384
Line 13 | 28.889 | 28.420 | 28.804 | 28.235 | 30.758 | 29.189 | 32.667 | 32.258 | 33.935 | 34.054 | 33.947 | 34.386 | 33.459 | 33.366 | 32.776 | 32.502 | 31.703 | 32.534 | 29.363 | 30.553 | 28.741 | 28.703 | 28.474 | 28.123 | 28.522 | 28.465 | 28.276 | 28.435 | 28.844 | 28.666 | 28.557 | 28.458
Line 14 | 28.412 | 28.779 | 28.618 | 28.839 | 29.437 | 31.981 | 32.515 | 32.602 | 33.633 | 33.339 | 34.348 | 33.200 | 33.460 | 32.708 | 33.297 | 32.716 | 32.441 | 30.769 | 30.583 | 28.879 | 28.901 | 28.662 | 28.751 | 28.224 | 28.455 | 28.549 | 28.551 | 28.501 | 28.674 | 28.491 | 28.816 | 28.358
Line 15 | 28.403 | 28.379 | 29.006 | 28.929 | 31.579 | 30.135 | 32.674 | 32.781 | 32.740 | 33.364 | 32.741 | 33.703 | 32.951 | 33.035 | 32.577 | 32.681 | 31.359 | 32.508 | 28.893 | 29.271 | 28.502 | 28.813 | 28.726 | 28.176 | 28.417 | 28.281 | 28.839 | 28.308 | 28.837 | 28.441 | 28.693 | 28.851
Line 16 | 28.266 | 28.880 | 28.759 | 28.696 | 30.103 | 30.616 | 32.329 | 31.805 | 32.560 | 32.485 | 32.963 | 32.454 | 32.587 | 32.690 | 32.781 | 31.630 | 32.408 | 29.459 | 29.431 | 28.422 | 28.536 | 28.365 | 28.849 | 28.236 | 28.187 | 28.445 | 28.597 | 29.407 | 29.227 | 29.049 | 28.880 | 29.072
Line 17 | 28.191 | 28.259 | 28.706 | 28.992 | 29.507 | 30.442 | 30.965 | 32.244 | 31.855 | 32.250 | 32.388 | 32.312 | 32.607 | 32.854 | 31.842 | 32.680 | 30.104 | 31.065 | 28.447 | 28.621 | 28.679 | 28.344 | 28.156 | 28.447 | 28.570 | 28.667 | 29.436 | 28.698 | 30.319 | 29.718 | 28.776 | 28.963
Line 18 | 28.429 | 28.555 | 28.570 | 28.395 | 29.163 | 28.748 | 29.828 | 29.420 | 31.671 | 30.793 | 32.379 | 31.911 | 32.265 | 32.313 | 32.592 | 30.116 | 31.175 | 28.890 | 29.218 | 28.496 | 28.587 | 28.648 | 28.508 | 28.310 | 28.957 | 28.748 | 29.226 | 31.269 | 31.199 | 32.328 | 31.547 | 29.811
Line 19 | 28.888 | 28.137 | 28.285 | 28.463 | 28.483 | 28.557 | 28.797 | 29.704 | 29.399 | 30.460 | 30.472 | 31.603 | 31.694 | 31.990 | 30.547 | 32.004 | 28.930 | 29.626 | 28.220 | 28.473 | 28.552 | 28.220 | 28.351 | 28.694 | 29.062 | 28.703 | 30.867 | 29.831 | 32.820 | 32.548 | 32.478 | 32.176
Line 20 | 28.473 | 28.493 | 28.264 | 28.442 | 28.662 | 28.390 | 28.372 | 28.661 | 29.225 | 28.774 | 29.797 | 29.597 | 30.999 | 30.204 | 31.244 | 29.254 | 29.575 | 28.162 | 28.510 | 28.532 | 28.530 | 28.600 | 28.449 | 28.428 | 28.642 | 29.765 | 30.602 | 32.329 | 32.418 | 34.008 | 34.239 | 32.016
Line 21 | 28.925 | 28.322 | 28.395 | 28.078 | 28.614 | 28.183 | 28.452 | 28.517 | 28.848 | 28.593 | 28.970 | 29.005 | 29.060 | 30.394 | 28.891 | 30.257 | 28.808 | 28.746 | 28.235 | 28.295 | 28.682 | 28.561 | 28.342 | 28.250 | 29.916 | 28.593 | 31.676 | 31.333 | 33.850 | 33.254 | 32.702 | 33.224
Line 22 | 28.516 | 28.235 | 28.317 | 28.028 | 28.465 | 28.464 | 28.845 | 28.247 | 28.642 | 28.392 | 28.464 | 28.436 | 28.858 | 28.573 | 28.979 | 28.471 | 29.039 | 28.500 | 28.832 | 28.364 | 28.280 | 28.374 | 28.837 | 28.830 | 29.056 | 31.258 | 31.946 | 32.501 | 33.101 | 33.231 | 32.988 | 30.287
Line 23 | 28.260 | 28.161 | 28.310 | 28.257 | 28.417 | 28.346 | 28.377 | 28.301 | 28.276 | 28.101 | 28.675 | 28.288 | 28.494 | 28.615 | 28.389 | 28.926 | 28.616 | 28.512 | 27.969 | 28.178 | 28.515 | 28.392 | 28.549 | 28.412 | 31.642 | 30.166 | 32.618 | 32.614 | 33.084 | 32.530 | 31.086 | 32.028